{"text_format":"1","workbook":"xlsx","n_sheets":6,"sheets":["Data","Home","Battery Selection","Battery Report","Battery Report Output","Loading Reference"],"not_rendered":{"charts":0,"images":0,"macros":1,"external_links":2,"defined_names":733,"comments":0,"pivot_tables":0},"unopened":[],"bounds":{"document_bytes":16777216,"sheet_cells":100000,"rows_first":2000,"rows_last":500,"rows_between":2000,"halvings":0,"cell_chars":16384,"cell_head_chars":4096},"cells_cut":0,"cells_raw":0,"read":"whole","date_system":"1900"}

{"sheet":"Data","index":0,"n_rows":500,"n_cols":54,"rows_kept":500,"cut":false,"hidden":true,"merged":[]}
[null,"ohms/1000ft","ohms/1000ft","ohm/km","ohm/km",null,"UOM","Value UOM","Wire Gauge","75°C (167°F)","50°C (122°F)",null,"RepBatteries","NACExtBatteries","FQQRecentSheet","LEDs On Concurrently","Battery Standby Hours","Battery Alarm Minutes","Battery Factor","Speaker Tap","Speaker Tap Value","ANDAutoAddressType","CNDNodeType","NAC Amp Rating","NAC Source Current","Tap","Yes/No","On/Off","Brand","Panel Type","Device Application","NAC Output Type","Part Code Entry Mode","Circuit Tree View","Default Cover Selection","NAC Audible","NAC Visual",{"$f":"_xlfn.UNIQUE(_xlfn._xlws.FILTER(#REF!,#REF!<>\"\"))","v":{"$error":"#REF!"}},{"$f":"ROW(AM1)","v":1},"IDNACRepBatts","Values",null,"Designations","Groups","Total Groups","TotalSumCalc","copyDesignation","FACP",null,null,null,"Next",4,4]
["Wire Gauge","75°C (167°F)","50°C (122°F)","75°C (167°F)","50°C (122°F)",null,"Feet",{"$f":"IF(P2PUnitOfMeasure=\"Feet\",1,3.2808399)","v":{"$error":"#REF!"}},"18 AWG",{"$f":"ROUND(B3*valueUOM,2)","v":{"$error":"#REF!"}},{"$error":"#REF!"},null,"No Batteries","No Batteries","Home",5,24,5,0.1,"¼ - Watt",0.25,"Next","JCI",null,1,"|","Yes","Mouse Hover","Autocall","4007ES","Fire","Regulated 24V","Explicit","Basic","Red Fire",{"$f":"ROW(AJ1)","v":1},{"$f":"ROW(AK1)","v":1},null,{"$f":"ROW(AM2)","v":2},"2 x 6.2 Ah Battery 12V",0,null,1,1,"Total All Groups","Sum","Copy or Clear","First Floor",null,null,null,"Col",5,5]
["18 AWG",7.77,7.14,25.493369999999999,23.42634,null,"Meters",{"$f":"IF(P2PUnitOfMeasure=\"Feet\",\"1000ft\",\"km\")","v":{"$error":"#REF!"}},"16 AWG",{"$error":"#REF!"},{"$error":"#REF!"},null,"24 hrs and 5 mins","24 hrs and 5 mins",null,10,36,10,0.2,"½ - Watt",0.5,"Large","Max Value",null,1.5,">","No","On","Simplex","4010ES","Alert","Special Applications","Vague","Intermediate","White Fire",{"$f":"ROW(AJ2)","v":2},{"$f":"ROW(AK2)","v":2},null,3,"2 x 10 Ah Battery 12V",6.21,null,2,2,1,"Calculated","Copy to Next Available","Second Floor",null,null,null,"is SIG ",6,6]
["16 AWG",4.8899999999999997,4.5,16.044090000000001,14.7645,null,null,null,"14 AWG",{"$error":"#REF!"},{"$error":"#REF!"},null,"24 hrs and 15 mins","24 hrs and 15 mins",null,20,48,15,0.3,"1 - Watt",1,null,"Custom",null,2,"<",null,"Off",null,"4100ES","CO",null,null,"Advance","Red Alert",3,3,null,4,"2 x 12.7 Ah Battery 12V",10.01,null,3,3,2,null,"Copy Designation to X","Third Floor",null,null,null,"Setting",7,7]
["14 AWG",3.07,2.82,10.07267,9.252419999999999,null,null,null,"12 AWG",{"$error":"#REF!"},{"$error":"#REF!"},null,"72 hrs and 5 mins","72 hrs and 5 mins",null,30,60,20,0.4,"2 - Watts",2,null,"NAC 3 Amp",3,3,"<<",null,null,null,null,"Security",null,null,null,"White Alert",4,4,null,5,"2 x 18 Ah Battery 12V",12.71,null,4,4,3,null,"CLEAR Designation","East Wing",null,null,null,null,8,8]
["12 AWG",1.93,1.77,6.3323299999999998,5.8073700000000006,null,null,null,"1.5mm2",{"$error":"#REF!"},{"$error":"#REF!"},null,"72 hrs and 15 mins","72 hrs and 15 mins",null,null,72,25,0.5,null,null,null,"NAC 2 Amp",2,null,"<<<",null,null,null,null,"MNS",null,null,null,"Red Blank",5,5,null,6,"2 x 25 Ah Battery 12V",18.010000000000002,null,5,5,4,null,null,"West Wing",null,null,null,null,9,9]
["1.5mm2 area",4.1382992989942089,3.8088875342883268,13.57776,12.496960000000001,null,null,null,"2.5mm2",{"$error":"#REF!"},{"$error":"#REF!"},null,null,"72hrs and 60 mins",null,null,null,30,null,null,null,null,"NAC 1.5 Amp",1.5,null,"Root",null,null,null,null,"Code Blue",null,null,null,"White Blank",6,6,null,7,"Over Capacity",25.01,null,6,6,5,null,null,"North Pole",null,null,null,null,10,10]
["2.5mm2 area",2.4829795793965252,2.2853325205729957,8.1466560000000001,7.498176,null,null,null,null,null,null,null,null,null,null,null,null,35,null,null,null,null,"NAC 1 Amp",1,null,"JB",null,null,null,null,"Biohazard",null,null,null,"Red Arabic/Fire",7,7,null,8,null,null,null,7,7,6,null,null,"South Pole",null,null,null,null,11,11]
[null,null,null,null,null,null,null,null,null,null,null,null,null,null,null,null,null,40,null,null,null,null,"Class A Return",null,null,"TAP",null,null,null,null,"Weather",null,null,null,"White Arabic/Fire",8,8,null,9,null,null,null,8,8,7,null,null,null,null,null,null,null,12,12]
[null,null,null,null,null,null,null,"Value UOM","Wire Gauge","75°C (167°F)","50°C (122°F)",null,null,null,null,null,null,45,null,null,null,null,null,null,null,"MTAP",null,null,null,null,"School",null,null,null,"Red Chinese/Fire",9,9,null,10,null,null,null,9,9,8,null,null,null,null,null,null,null,13,13]
[null,null,null,null,null,null,null,null,"18 AWG",{"$f":"ROUND(B3,2)","v":7.77},{"$f":"ROUND(C3,2)","v":7.14},null,null,null,null,null,null,50,null,null,null,null,null,null,null,"TC",null,null,null,null,null,null,null,null,"White Chinese/Fire",10,10,null,11,null,null,null,10,10,9,null,null,null,null,null,null,null,14,14]
["Input Brand",null,null,null,null,null,null,null,"16 AWG",{"$f":"ROUND(B4,2)","v":4.8899999999999997},{"$f":"ROUND(C4,2)","v":4.5},null,null,null,null,null,null,55,null,null,null,null,null,null,null,"REP",null,null,null,null,null,null,null,null,"Red FEU/Fire",11,11,null,12,null,null,null,11,11,10,null,null,null,null,null,null,null,15,15]
["Simplex",null,null,null,null,null,null,null,"14 AWG",3.07,2.82,null,null,null,null,null,null,60,null,null,null,null,null,null,null,"BR",null,null,null,null,null,null,null,null,"White FEU/Fire",12,12,null,13,null,null,null,12,12,11,null,null,null,null,null,null,null,16,16]
[null,null,null,null,null,null,null,null,"12 AWG",1.93,1.77,null,null,null,null,null,null,null,null,null,null,null,null,null,null,null,null,null,null,null,null,null,null,null,"Red FEU",13,13,null,14,null,null,null,13,13,12,null,null,null,null,null,null,null,17,17]
[null,null,null,null,null,null,null,null,"1.5mm2",4.1399999999999997,3.81,null,null,null,null,null,null,null,null,null,null,null,null,null,null,null,null,null,null,null,null,null,null,null,"White FEU",14,14,null,15,null,null,null,14,14,13,null,null,null,null,null,null,null,18,18]
[null,null,null,null,null,null,null,null,"2.5mm2",2.48,2.29,null,null,null,null,null,null,null,null,null,null,null,null,null,null,null,null,null,null,null,null,null,null,null,"Red Logo Only",15,15,null,16,null,null,null,15,15,14,null,null,null,null,null,null,null,19,19]
[null,null,null,null,null,null,null,null,null,null,null,null,null,null,null,null,null,null,null,null,null,null,null,null,null,null,null,null,null,null,null,null,null,null,"White Logo Only",16,16,null,17,null,null,null,16,16,15,null,null,null,null,null,null,null,20,20]
[null,null,null,null,null,null,null,null,null,null,null,null,null,null,null,null,null,null,null,null,null,null,null,null,null,null,null,null,null,null,null,null,null,null,"Red Fuego/Fogo",17,17,null,18,null,null,null,17,17,16,null,null,null,null,null,null,null,21,21]
[null,null,null,null,null,null,null,null,null,null,null,null,null,null,null,null,null,null,null,null,null,null,null,null,null,null,null,null,null,null,null,null,null,null,null,18,18,null,19,null,null,null,18,18,17,null,null,null,null,null,null,null,22,22]
[null,"ohms/1000ft","ohms/1000ft","ohm/km","ohm/km",null,null,null,null,null,null,null,null,null,null,null,null,null,null,null,null,null,null,null,null,null,null,null,null,null,null,null,null,null,null,19,19,null,20,null,null,null,19,19,18,null,null,null,null,null,null,null,23,23]
["Wire Gauge","75°C (167°F)","50°C (122°F)","75°C (167°F)","50°C (122°F)",null,null,null,null,null,null,null,null,null,null,null,null,null,null,null,null,null,null,null,null,null,null,null,null,null,null,null,null,null,null,20,20,null,21,null,null,null,20,20,19,null,null,null,null,null,null,null,24,24]
["18 AWG",7.77,7.14,25.493369999999999,23.42634,null,null,null,null,null,null,null,null,null,null,null,null,null,null,null,null,null,null,null,null,null,null,null,null,null,null,null,null,null,null,21,21,null,22,null,null,null,21,21,20,null,null,null,null,null,null,null,25,25]
["16 AWG",4.8899999999999997,4.5,16.044090000000001,14.7645,null,null,null,null,null,null,null,null,null,null,null,null,null,null,null,null,null,null,null,null,null,null,null,null,null,null,null,null,null,null,22,22,null,23,null,null,null,22,22,21,null,null,null,null,null,null,null,26,26]
["14 AWG",3.07,2.82,10.07267,9.252419999999999,null,null,null,null,null,null,null,null,null,null,null,null,null,null,null,null,null,null,null,null,null,null,null,null,null,null,null,null,null,null,23,23,null,24,null,null,null,23,23,22,null,null,null,null,null,null,null,27,27]
["12 AWG",1.93,1.77,6.3323299999999998,5.8073700000000006,null,null,null,null,null,null,null,null,null,null,null,null,null,null,null,null,null,null,null,null,null,null,null,null,null,null,null,null,null,null,24,24,null,25,null,null,null,24,24,23,null,null,null,null,null,null,null,28,28]
["0.6mm dia",21.954359647621793,20.206775958769612,72.0322540038471,66.298431920723104,null,null,null,null,null,null,null,null,null,null,null,null,null,null,null,null,null,null,null,null,null,null,null,null,null,null,null,null,null,null,25,25,null,26,null,null,null,25,25,24,null,null,null,null,null,null,null,29,29]
["0.8mm dia",12.349327301787259,11.366311476807905,40.518142877163996,37.292867955406734,null,null,null,null,null,null,null,null,null,null,null,null,null,null,null,null,null,null,null,null,null,null,null,null,null,null,null,null,null,null,26,26,null,27,null,null,null,26,26,25,null,null,null,null,null,null,null,30,30]
["1.5mm2 area",4.1382992989942089,3.8088875342883268,13.57776,12.496960000000001,null,null,null,null,null,null,null,null,null,null,null,null,null,null,null,null,null,null,null,null,null,null,null,null,null,null,null,null,null,null,27,27,null,28,null,null,null,27,27,26,null,null,null,null,null,null,null,31,31]
["2.5mm2 area",2.4829795793965252,2.2853325205729957,8.1466560000000001,7.498176,null,null,null,null,null,null,null,null,null,null,null,null,null,null,null,null,null,null,null,null,null,null,null,null,null,null,null,null,null,null,28,28,null,29,null,null,null,28,28,27,null,null,null,null,null,null,null,32,32]
[null,null,null,null,null,null,null,null,null,null,null,null,null,null,null,null,null,null,null,null,null,null,null,null,null,null,null,null,null,null,null,null,null,null,null,29,29,null,30,null,null,null,29,29,28,null,null,null,null,null,null,null,33,33]
[null,null,null,null,null,null,null,null,null,null,null,null,null,null,null,null,null,null,null,null,null,null,null,null,null,null,null,null,null,null,null,null,null,null,null,30,30,null,31,null,null,null,30,30,29,null,null,null,null,null,null,null,34,34]
[null,null,null,null,null,null,null,null,null,null,null,null,null,null,null,null,null,null,null,null,null,null,null,null,null,null,null,null,null,null,null,null,null,null,null,31,31,null,32,null,null,null,31,31,30,null,null,null,null,null,null,null,35,35]
[null,null,null,null,null,null,null,null,null,null,null,null,null,null,null,null,null,null,null,null,null,null,null,null,null,null,null,null,null,null,null,null,null,null,null,32,32,null,33,null,null,null,32,32,31,null,null,null,null,null,null,null,36,36]
[null,null,null,null,null,null,null,null,null,null,null,null,null,null,null,null,null,null,null,null,null,null,null,null,null,null,null,null,null,null,null,null,null,null,null,33,33,null,34,null,null,null,33,33,32,null,null,null,null,null,null,null,37,37]
[null,null,null,null,null,null,null,null,null,null,null,null,null,null,null,null,null,null,null,null,null,null,null,null,null,null,null,null,null,null,null,null,null,null,null,34,34,null,35,null,null,null,34,34,33,null,null,null,null,null,null,null,38,38]
[null,null,null,null,null,null,null,null,null,null,null,null,null,null,null,null,null,null,null,null,null,null,null,null,null,null,null,null,null,null,null,null,null,null,null,35,35,null,36,null,null,null,35,35,34,null,null,null,null,null,null,null,39,39]
[null,null,null,null,null,null,null,null,null,null,null,null,null,null,null,null,null,null,null,null,null,null,null,null,null,null,null,null,null,null,null,null,null,null,null,36,36,null,37,null,null,null,36,36,35,null,null,null,null,null,null,null,40,40]
[null,null,null,null,null,null,null,null,null,null,null,null,null,null,null,null,null,null,null,null,null,null,null,null,null,null,null,null,null,null,null,null,null,null,null,37,37,null,38,null,null,null,37,37,36,null,null,null,null,null,null,null,41,41]
[null,null,null,null,null,null,null,null,null,null,null,null,null,null,null,null,null,null,null,null,null,null,null,null,null,null,null,null,null,null,null,null,null,null,null,38,38,null,39,null,null,null,38,38,37,null,null,null,null,null,null,null,42,42]
[null,null,null,null,null,null,null,null,null,null,null,null,null,null,null,null,null,null,null,null,null,null,null,null,null,null,null,null,null,null,null,null,null,null,null,39,39,null,40,null,null,null,39,39,38,null,null,null,null,null,null,null,43,43]
[null,null,null,null,null,null,null,null,null,null,null,null,null,null,null,null,null,null,null,null,null,null,null,null,null,null,null,null,null,null,null,null,null,null,null,40,40,null,41,null,null,null,40,40,39,null,null,null,null,null,null,null,44,44]
[null,null,null,null,null,null,null,null,null,null,null,null,null,null,null,null,null,null,null,null,null,null,null,null,null,null,null,null,null,null,null,null,null,null,null,41,41,null,42,null,null,null,41,41,40,null,null,null,null,null,null,null,45,45]
[null,null,null,null,null,null,null,null,null,null,null,null,null,null,null,null,null,null,null,null,null,null,null,null,null,null,null,null,null,null,null,null,null,null,null,42,42,null,43,null,null,null,42,42,41,null,null,null,null,null,null,null,46,46]
[null,null,null,null,null,null,null,null,null,null,null,null,null,null,null,null,null,null,null,null,null,null,null,null,null,null,null,null,null,null,null,null,null,null,null,43,43,null,44,null,null,null,43,43,42,null,null,null,null,null,null,null,47,47]
[null,null,null,null,null,null,null,null,null,null,null,null,null,null,null,null,null,null,null,null,null,null,null,null,null,null,null,null,null,null,null,null,null,null,null,44,44,null,45,null,null,null,44,44,43,null,null,null,null,null,null,null,48,48]
[null,null,null,null,null,null,null,null,null,null,null,null,null,null,null,null,null,null,null,null,null,null,null,null,null,null,null,null,null,null,null,null,null,null,null,45,45,null,46,null,null,null,45,45,44,null,null,null,null,null,null,null,49,49]
[null,null,null,null,null,null,null,null,null,null,null,null,null,null,null,null,null,null,null,null,null,null,null,null,null,null,null,null,null,null,null,null,null,null,null,46,46,null,47,null,null,null,46,46,45,null,null,null,null,null,null,null,50,50]
[null,null,null,null,null,null,null,null,null,null,null,null,null,null,null,null,null,null,null,null,null,null,null,null,null,null,null,null,null,null,null,null,null,null,null,47,47,null,48,null,null,null,47,47,46,null,null,null,null,null,null,null,51,51]
[null,null,null,null,null,null,null,null,null,null,null,null,null,null,null,null,null,null,null,null,null,null,null,null,null,null,null,null,null,null,null,null,null,null,null,48,48,null,49,null,null,null,48,48,47,null,null,null,null,null,null,null,52,52]
[null,null,null,null,null,null,null,null,null,null,null,null,null,null,null,null,null,null,null,null,null,null,null,null,null,null,null,null,null,null,null,null,null,null,null,49,49,null,50,null,null,null,49,49,48,null,null,null,null,null,null,null,53,53]
[null,null,null,null,null,null,null,null,null,null,null,null,null,null,null,null,null,null,null,null,null,null,null,null,null,null,null,null,null,null,null,null,null,null,null,50,50,null,51,null,null,null,50,50,49,null,null,null,null,null,null,null,54,54]
[null,null,null,null,null,null,null,null,null,null,null,null,null,null,null,null,null,null,null,null,null,null,null,null,null,null,null,null,null,null,null,null,null,null,null,null,51,null,52,null,null,null,51,51,50,null,null,null,null,null,null,null,55,55]
[null,null,null,null,null,null,null,null,null,null,null,null,null,null,null,null,null,null,null,null,null,null,null,null,null,null,null,null,null,null,null,null,null,null,null,null,52,null,53,null,null,null,52,52,51,null,null,null,null,null,null,null,56,56]
[null,null,null,null,null,null,null,null,null,null,null,null,null,null,null,null,null,null,null,null,null,null,null,null,null,null,null,null,null,null,null,null,null,null,null,null,53,null,54,null,null,null,53,53,52,null,null,null,null,null,null,null,57,57]
[null,null,null,null,null,null,null,null,null,null,null,null,null,null,null,null,null,null,null,null,null,null,null,null,null,null,null,null,null,null,null,null,null,null,null,null,54,null,55,null,null,null,54,54,53,null,null,null,null,null,null,null,58,58]
[null,null,null,null,null,null,null,null,null,null,null,null,null,null,null,null,null,null,null,null,null,null,null,null,null,null,null,null,null,null,null,null,null,null,null,null,55,null,56,null,null,null,55,55,54,null,null,null,null,null,null,null,59,59]
[null,null,null,null,null,null,null,null,null,null,null,null,null,null,null,null,null,null,null,null,null,null,null,null,null,null,null,null,null,null,null,null,null,null,null,null,56,null,57,null,null,null,56,56,55,null,null,null,null,null,null,null,60,60]
[null,null,null,null,null,null,null,null,null,null,null,null,null,null,null,null,null,null,null,null,null,null,null,null,null,null,null,null,null,null,null,null,null,null,null,null,57,null,58,null,null,null,57,57,56,null,null,null,null,null,null,null,61,61]
[null,null,null,null,null,null,null,null,null,null,null,null,null,null,null,null,null,null,null,null,null,null,null,null,null,null,null,null,null,null,null,null,null,null,null,null,58,null,59,null,null,null,58,58,57,null,null,null,null,null,null,null,62,62]
[null,null,null,null,null,null,null,null,null,null,null,null,null,null,null,null,null,null,null,null,null,null,null,null,null,null,null,null,null,null,null,null,null,null,null,null,59,null,60,null,null,null,59,59,58,null,null,null,null,null,null,null,63,63]
[null,null,null,null,null,null,null,null,null,null,null,null,null,null,null,null,null,null,null,null,null,null,null,null,null,null,null,null,null,null,null,null,null,null,null,null,60,null,61,null,null,null,60,60,59,null,null,null,null,null,null,null,64,64]
[null,null,null,null,null,null,null,null,null,null,null,null,null,null,null,null,null,null,null,null,null,null,null,null,null,null,null,null,null,null,null,null,null,null,null,null,61,null,62,null,null,null,61,61,60,null,null,null,null,null,null,null,65,65]
[null,null,null,null,null,null,null,null,null,null,null,null,null,null,null,null,null,null,null,null,null,null,null,null,null,null,null,null,null,null,null,null,null,null,null,null,62,null,63,null,null,null,62,62,61,null,null,null,null,null,null,null,66,66]
[null,null,null,null,null,null,null,null,null,null,null,null,null,null,null,null,null,null,null,null,null,null,null,null,null,null,null,null,null,null,null,null,null,null,null,null,63,null,64,null,null,null,63,63,62,null,null,null,null,null,null,null,67,67]
[null,null,null,null,null,null,null,null,null,null,null,null,null,null,null,null,null,null,null,null,null,null,null,null,null,null,null,null,null,null,null,null,null,null,null,null,64,null,65,null,null,null,64,64,63,null,null,null,null,null,null,null,68,68]
[null,null,null,null,null,null,null,null,null,null,null,null,null,null,null,null,null,null,null,null,null,null,null,null,null,null,null,null,null,null,null,null,null,null,null,null,65,null,{"$f":"ROW(AM66)","v":66},null,null,null,65,65,64,null,null,null,null,null,null,null,69,69]
[null,null,null,null,null,null,null,null,null,null,null,null,null,null,null,null,null,null,null,null,null,null,null,null,null,null,null,null,null,null,null,null,null,null,null,null,{"$f":"ROW(AK66)","v":66},null,67,null,null,null,66,66,65,null,null,null,null,null,null,null,70,70]
[null,null,null,null,null,null,null,null,null,null,null,null,null,null,null,null,null,null,null,null,null,null,null,null,null,null,null,null,null,null,null,null,null,null,null,null,67,null,68,null,null,null,67,67,66,null,null,null,null,null,null,null,71,71]
[null,null,null,null,null,null,null,null,null,null,null,null,null,null,null,null,null,null,null,null,null,null,null,null,null,null,null,null,null,null,null,null,null,null,null,null,68,null,69,null,null,null,68,68,67,null,null,null,null,null,null,null,72,72]
[null,null,null,null,null,null,null,null,null,null,null,null,null,null,null,null,null,null,null,null,null,null,null,null,null,null,null,null,null,null,null,null,null,null,null,null,69,null,70,null,null,null,69,69,68,null,null,null,null,null,null,null,73,73]
[null,null,null,null,null,null,null,null,null,null,null,null,null,null,null,null,null,null,null,null,null,null,null,null,null,null,null,null,null,null,null,null,null,null,null,null,70,null,71,null,null,null,70,70,69,null,null,null,null,null,null,null,74,74]
[null,null,null,null,null,null,null,null,null,null,null,null,null,null,null,null,null,null,null,null,null,null,null,null,null,null,null,null,null,null,null,null,null,null,null,null,71,null,72,null,null,null,71,71,70,null,null,null,null,null,null,null,75,75]
[null,null,null,null,null,null,null,null,null,null,null,null,null,null,null,null,null,null,null,null,null,null,null,null,null,null,null,null,null,null,null,null,null,null,null,null,72,null,73,null,null,null,72,72,71,null,null,null,null,null,null,null,76,76]
[null,null,null,null,null,null,null,null,null,null,null,null,null,null,null,null,null,null,null,null,null,null,null,null,null,null,null,null,null,null,null,null,null,null,null,null,73,null,74,null,null,null,73,73,72,null,null,null,null,null,null,null,77,77]
[null,null,null,null,null,null,null,null,null,null,null,null,null,null,null,null,null,null,null,null,null,null,null,null,null,null,null,null,null,null,null,null,null,null,null,null,74,null,75,null,null,null,74,74,73,null,null,null,null,null,null,null,78,78]
[null,null,null,null,null,null,null,null,null,null,null,null,null,null,null,null,null,null,null,null,null,null,null,null,null,null,null,null,null,null,null,null,null,null,null,null,75,null,76,null,null,null,75,75,74,null,null,null,null,null,null,null,79,79]
[null,null,null,null,null,null,null,null,null,null,null,null,null,null,null,null,null,null,null,null,null,null,null,null,null,null,null,null,null,null,null,null,null,null,null,null,76,null,77,null,null,null,76,76,75,null,null,null,null,null,null,null,80,80]
[null,null,null,null,null,null,null,null,null,null,null,null,null,null,null,null,null,null,null,null,null,null,null,null,null,null,null,null,null,null,null,null,null,null,null,null,77,null,78,null,null,null,77,77,76,null,null,null,null,null,null,null,81,81]
[null,null,null,null,null,null,null,null,null,null,null,null,null,null,null,null,null,null,null,null,null,null,null,null,null,null,null,null,null,null,null,null,null,null,null,null,78,null,79,null,null,null,78,78,77,null,null,null,null,null,null,null,82,82]
[null,null,null,null,null,null,null,null,null,null,null,null,null,null,null,null,null,null,null,null,null,null,null,null,null,null,null,null,null,null,null,null,null,null,null,null,79,null,80,null,null,null,79,79,78,null,null,null,null,null,null,null,83,83]
[null,null,null,null,null,null,null,null,null,null,null,null,null,null,null,null,null,null,null,null,null,null,null,null,null,null,null,null,null,null,null,null,null,null,null,null,80,null,81,null,null,null,80,80,79,null,null,null,null,null,null,null,84,84]
[null,null,null,null,null,null,null,null,null,null,null,null,null,null,null,null,null,null,null,null,null,null,null,null,null,null,null,null,null,null,null,null,null,null,null,null,81,null,82,null,null,null,81,81,80,null,null,null,null,null,null,null,85,85]
[null,null,null,null,null,null,null,null,null,null,null,null,null,null,null,null,null,null,null,null,null,null,null,null,null,null,null,null,null,null,null,null,null,null,null,null,82,null,83,null,null,null,82,82,81,null,null,null,null,null,null,null,86,86]
[null,null,null,null,null,null,null,null,null,null,null,null,null,null,null,null,null,null,null,null,null,null,null,null,null,null,null,null,null,null,null,null,null,null,null,null,83,null,84,null,null,null,83,83,82,null,null,null,null,null,null,null,87,87]
[null,null,null,null,null,null,null,null,null,null,null,null,null,null,null,null,null,null,null,null,null,null,null,null,null,null,null,null,null,null,null,null,null,null,null,null,84,null,85,null,null,null,84,84,83,null,null,null,null,null,null,null,88,88]
[null,null,null,null,null,null,null,null,null,null,null,null,null,null,null,null,null,null,null,null,null,null,null,null,null,null,null,null,null,null,null,null,null,null,null,null,85,null,86,null,null,null,85,85,84,null,null,null,null,null,null,null,89,89]
[null,null,null,null,null,null,null,null,null,null,null,null,null,null,null,null,null,null,null,null,null,null,null,null,null,null,null,null,null,null,null,null,null,null,null,null,86,null,87,null,null,null,86,86,85,null,null,null,null,null,null,null,90,90]
[null,null,null,null,null,null,null,null,null,null,null,null,null,null,null,null,null,null,null,null,null,null,null,null,null,null,null,null,null,null,null,null,null,null,null,null,87,null,88,null,null,null,87,87,86,null,null,null,null,null,null,null,91,91]
[null,null,null,null,null,null,null,null,null,null,null,null,null,null,null,null,null,null,null,null,null,null,null,null,null,null,null,null,null,null,null,null,null,null,null,null,88,null,89,null,null,null,88,88,87,null,null,null,null,null,null,null,92,92]
[null,null,null,null,null,null,null,null,null,null,null,null,null,null,null,null,null,null,null,null,null,null,null,null,null,null,null,null,null,null,null,null,null,null,null,null,89,null,90,null,null,null,89,89,88,null,null,null,null,null,null,null,93,93]
[null,null,null,null,null,null,null,null,null,null,null,null,null,null,null,null,null,null,null,null,null,null,null,null,null,null,null,null,null,null,null,null,null,null,null,null,90,null,91,null,null,null,90,90,89,null,null,null,null,null,null,null,94,94]
[null,null,null,null,null,null,null,null,null,null,null,null,null,null,null,null,null,null,null,null,null,null,null,null,null,null,null,null,null,null,null,null,null,null,null,null,91,null,92,null,null,null,91,91,90,null,null,null,null,null,null,null,95,95]
[null,null,null,null,null,null,null,null,null,null,null,null,null,null,null,null,null,null,null,null,null,null,null,null,null,null,null,null,null,null,null,null,null,null,null,null,92,null,93,null,null,null,92,92,91,null,null,null,null,null,null,null,96,96]
[null,null,null,null,null,null,null,null,null,null,null,null,null,null,null,null,null,null,null,null,null,null,null,null,null,null,null,null,null,null,null,null,null,null,null,null,93,null,94,null,null,null,93,93,92,null,null,null,null,null,null,null,97,97]
[null,null,null,null,null,null,null,null,null,null,null,null,null,null,null,null,null,null,null,null,null,null,null,null,null,null,null,null,null,null,null,null,null,null,null,null,94,null,95,null,null,null,94,94,93,null,null,null,null,null,null,null,98,98]
[null,null,null,null,null,null,null,null,null,null,null,null,null,null,null,null,null,null,null,null,null,null,null,null,null,null,null,null,null,null,null,null,null,null,null,null,95,null,96,null,null,null,95,95,94,null,null,null,null,null,null,null,99,99]
[null,null,null,null,null,null,null,null,null,null,null,null,null,null,null,null,null,null,null,null,null,null,null,null,null,null,null,null,null,null,null,null,null,null,null,null,96,null,97,null,null,null,96,96,95,null,null,null,null,null,null,null,100,100]
[null,null,null,null,null,null,null,null,null,null,null,null,null,null,null,null,null,null,null,null,null,null,null,null,null,null,null,null,null,null,null,null,null,null,null,null,97,null,98,null,null,null,97,97,96,null,null,null,null,null,null,null,101,101]
[null,null,null,null,null,null,null,null,null,null,null,null,null,null,null,null,null,null,null,null,null,null,null,null,null,null,null,null,null,null,null,null,null,null,null,null,98,null,99,null,null,null,98,98,97,null,null,null,null,null,null,null,102,102]
[null,null,null,null,null,null,null,null,null,null,null,null,null,null,null,null,null,null,null,null,null,null,null,null,null,null,null,null,null,null,null,null,null,null,null,null,99,null,100,null,null,null,99,99,98,null,null,null,null,null,null,null,103,103]
[null,null,null,null,null,null,null,null,null,null,null,null,null,null,null,null,null,null,null,null,null,null,null,null,null,null,null,null,null,null,null,null,null,null,null,null,100,null,101,null,null,null,100,100,99,null,null,null,null,null,null,null,104,104]
[null,null,null,null,null,null,null,null,null,null,null,null,null,null,null,null,null,null,null,null,null,null,null,null,null,null,null,null,null,null,null,null,null,null,null,null,101,null,102,null,null,null,null,null,100,null,null,null,null,null,null,null,105,105]
[null,null,null,null,null,null,null,null,null,null,null,null,null,null,null,null,null,null,null,null,null,null,null,null,null,null,null,null,null,null,null,null,null,null,null,null,102,null,103,null,null,null,null,null,null,null,null,null,null,null,null,null,106,106]
[null,null,null,null,null,null,null,null,null,null,null,null,null,null,null,null,null,null,null,null,null,null,null,null,null,null,null,null,null,null,null,null,null,null,null,null,103,null,104,null,null,null,null,null,null,null,null,null,null,null,null,null,107,107]
[null,null,null,null,null,null,null,null,null,null,null,null,null,null,null,null,null,null,null,null,null,null,null,null,null,null,null,null,null,null,null,null,null,null,null,null,104,null,105,null,null,null,null,null,null,null,null,null,null,null,null,null,108,108]
[null,null,null,null,null,null,null,null,null,null,null,null,null,null,null,null,null,null,null,null,null,null,null,null,null,null,null,null,null,null,null,null,null,null,null,null,105,null,106,null,null,null,null,null,null,null,null,null,null,null,null,null,109,109]
[null,null,null,null,null,null,null,null,null,null,null,null,null,null,null,null,null,null,null,null,null,null,null,null,null,null,null,null,null,null,null,null,null,null,null,null,106,null,107,null,null,null,null,null,null,null,null,null,null,null,null,null,110,110]
[null,null,null,null,null,null,null,null,null,null,null,null,null,null,null,null,null,null,null,null,null,null,null,null,null,null,null,null,null,null,null,null,null,null,null,null,107,null,108,null,null,null,null,null,null,null,null,null,null,null,null,null,111,111]
[null,null,null,null,null,null,null,null,null,null,null,null,null,null,null,null,null,null,null,null,null,null,null,null,null,null,null,null,null,null,null,null,null,null,null,null,108,null,109,null,null,null,null,null,null,null,null,null,null,null,null,null,112,112]
[null,null,null,null,null,null,null,null,null,null,null,null,null,null,null,null,null,null,null,null,null,null,null,null,null,null,null,null,null,null,null,null,null,null,null,null,109,null,110,null,null,null,null,null,null,null,null,null,null,null,null,null,113,113]
[null,null,null,null,null,null,null,null,null,null,null,null,null,null,null,null,null,null,null,null,null,null,null,null,null,null,null,null,null,null,null,null,null,null,null,null,110,null,111,null,null,null,null,null,null,null,null,null,null,null,null,null,114,114]
[null,null,null,null,null,null,null,null,null,null,null,null,null,null,null,null,null,null,null,null,null,null,null,null,null,null,null,null,null,null,null,null,null,null,null,null,111,null,112,null,null,null,null,null,null,null,null,null,null,null,null,null,115,115]
[null,null,null,null,null,null,null,null,null,null,null,null,null,null,null,null,null,null,null,null,null,null,null,null,null,null,null,null,null,null,null,null,null,null,null,null,112,null,113,null,null,null,null,null,null,null,null,null,null,null,null,null,116,116]
[null,null,null,null,null,null,null,null,null,null,null,null,null,null,null,null,null,null,null,null,null,null,null,null,null,null,null,null,null,null,null,null,null,null,null,null,113,null,114,null,null,null,null,null,null,null,null,null,null,null,null,null,117,117]
[null,null,null,null,null,null,null,null,null,null,null,null,null,null,null,null,null,null,null,null,null,null,null,null,null,null,null,null,null,null,null,null,null,null,null,null,114,null,115,null,null,null,null,null,null,null,null,null,null,null,null,null,118,118]
[null,null,null,null,null,null,null,null,null,null,null,null,null,null,null,null,null,null,null,null,null,null,null,null,null,null,null,null,null,null,null,null,null,null,null,null,115,null,116,null,null,null,null,null,null,null,null,null,null,null,null,null,119,119]
[null,null,null,null,null,null,null,null,null,null,null,null,null,null,null,null,null,null,null,null,null,null,null,null,null,null,null,null,null,null,null,null,null,null,null,null,116,null,117,null,null,null,null,null,null,null,null,null,null,null,null,null,120,120]
[null,null,null,null,null,null,null,null,null,null,null,null,null,null,null,null,null,null,null,null,null,null,null,null,null,null,null,null,null,null,null,null,null,null,null,null,117,null,118,null,null,null,null,null,null,null,null,null,null,null,null,null,121,121]
[null,null,null,null,null,null,null,null,null,null,null,null,null,null,null,null,null,null,null,null,null,null,null,null,null,null,null,null,null,null,null,null,null,null,null,null,118,null,119,null,null,null,null,null,null,null,null,null,null,null,null,null,122,122]
[null,null,null,null,null,null,null,null,null,null,null,null,null,null,null,null,null,null,null,null,null,null,null,null,null,null,null,null,null,null,null,null,null,null,null,null,119,null,120,null,null,null,null,null,null,null,null,null,null,null,null,null,123,123]
[null,null,null,null,null,null,null,null,null,null,null,null,null,null,null,null,null,null,null,null,null,null,null,null,null,null,null,null,null,null,null,null,null,null,null,null,120,null,121,null,null,null,null,null,null,null,null,null,null,null,null,null,124,124]
[null,null,null,null,null,null,null,null,null,null,null,null,null,null,null,null,null,null,null,null,null,null,null,null,null,null,null,null,null,null,null,null,null,null,null,null,121,null,122,null,null,null,null,null,null,null,null,null,null,null,null,null,125,125]
[null,null,null,null,null,null,null,null,null,null,null,null,null,null,null,null,null,null,null,null,null,null,null,null,null,null,null,null,null,null,null,null,null,null,null,null,122,null,123,null,null,null,null,null,null,null,null,null,null,null,null,null,126,126]
[null,null,null,null,null,null,null,null,null,null,null,null,null,null,null,null,null,null,null,null,null,null,null,null,null,null,null,null,null,null,null,null,null,null,null,null,123,null,124,null,null,null,null,null,null,null,null,null,null,null,null,null,127,127]
[null,null,null,null,null,null,null,null,null,null,null,null,null,null,null,null,null,null,null,null,null,null,null,null,null,null,null,null,null,null,null,null,null,null,null,null,124,null,125,null,null,null,null,null,null,null,null,null,null,null,null,null,128,128]
[null,null,null,null,null,null,null,null,null,null,null,null,null,null,null,null,null,null,null,null,null,null,null,null,null,null,null,null,null,null,null,null,null,null,null,null,125,null,126,null,null,null,null,null,null,null,null,null,null,null,null,null,129,129]
[null,null,null,null,null,null,null,null,null,null,null,null,null,null,null,null,null,null,null,null,null,null,null,null,null,null,null,null,null,null,null,null,null,null,null,null,126,null,127,null,null,null,null,null,null,null,null,null,null,null,null,null,130,130]
[null,null,null,null,null,null,null,null,null,null,null,null,null,null,null,null,null,null,null,null,null,null,null,null,null,null,null,null,null,null,null,null,null,null,null,null,127,null,null,null,null,null,null,null,null,null,null,null,null,null,null,null,131,131]
[null,null,null,null,null,null,null,null,null,null,null,null,null,null,null,null,null,null,null,null,null,null,null,null,null,null,null,null,null,null,null,null,null,null,null,null,128,null,null,null,null,null,null,null,null,null,null,null,null,null,null,null,132,132]
[null,null,null,null,null,null,null,null,null,null,null,null,null,null,null,null,null,null,null,null,null,null,null,null,null,null,null,null,null,null,null,null,null,null,null,null,129,null,null,null,null,null,null,null,null,null,null,null,null,null,null,null,133,133]
[null,null,null,null,null,null,null,null,null,null,null,null,null,null,null,null,null,null,null,null,null,null,null,null,null,null,null,null,null,null,null,null,null,null,null,null,{"$f":"ROW(AK130)","v":130},null,null,null,null,null,null,null,null,null,null,null,null,null,null,null,134,134]
[null,null,null,null,null,null,null,null,null,null,null,null,null,null,null,null,null,null,null,null,null,null,null,null,null,null,null,null,null,null,null,null,null,null,null,null,131,null,null,null,null,null,null,null,null,null,null,null,null,null,null,null,135,135]
[null,null,null,null,null,null,null,null,null,null,null,null,null,null,null,null,null,null,null,null,null,null,null,null,null,null,null,null,null,null,null,null,null,null,null,null,132,null,null,null,null,null,null,null,null,null,null,null,null,null,null,null,136,136]
[null,null,null,null,null,null,null,null,null,null,null,null,null,null,null,null,null,null,null,null,null,null,null,null,null,null,null,null,null,null,null,null,null,null,null,null,133,null,null,null,null,null,null,null,null,null,null,null,null,null,null,null,137,137]
[null,null,null,null,null,null,null,null,null,null,null,null,null,null,null,null,null,null,null,null,null,null,null,null,null,null,null,null,null,null,null,null,null,null,null,null,134,null,null,null,null,null,null,null,null,null,null,null,null,null,null,null,138,138]
[null,null,null,null,null,null,null,null,null,null,null,null,null,null,null,null,null,null,null,null,null,null,null,null,null,null,null,null,null,null,null,null,null,null,null,null,135,null,null,null,null,null,null,null,null,null,null,null,null,null,null,null,139,139]
[null,null,null,null,null,null,null,null,null,null,null,null,null,null,null,null,null,null,null,null,null,null,null,null,null,null,null,null,null,null,null,null,null,null,null,null,136,null,null,null,null,null,null,null,null,null,null,null,null,null,null,null,140,140]
[null,null,null,null,null,null,null,null,null,null,null,null,null,null,null,null,null,null,null,null,null,null,null,null,null,null,null,null,null,null,null,null,null,null,null,null,137,null,null,null,null,null,null,null,null,null,null,null,null,null,null,null,141,141]
[null,null,null,null,null,null,null,null,null,null,null,null,null,null,null,null,null,null,null,null,null,null,null,null,null,null,null,null,null,null,null,null,null,null,null,null,138,null,null,null,null,null,null,null,null,null,null,null,null,null,null,null,142,142]
[null,null,null,null,null,null,null,null,null,null,null,null,null,null,null,null,null,null,null,null,null,null,null,null,null,null,null,null,null,null,null,null,null,null,null,null,139,null,null,null,null,null,null,null,null,null,null,null,null,null,null,null,143,143]
[null,null,null,null,null,null,null,null,null,null,null,null,null,null,null,null,null,null,null,null,null,null,null,null,null,null,null,null,null,null,null,null,null,null,null,null,140,null,null,null,null,null,null,null,null,null,null,null,null,null,null,null,144,144]
[null,null,null,null,null,null,null,null,null,null,null,null,null,null,null,null,null,null,null,null,null,null,null,null,null,null,null,null,null,null,null,null,null,null,null,null,141,null,null,null,null,null,null,null,null,null,null,null,null,null,null,null,145,145]
[null,null,null,null,null,null,null,null,null,null,null,null,null,null,null,null,null,null,null,null,null,null,null,null,null,null,null,null,null,null,null,null,null,null,null,null,142,null,null,null,null,null,null,null,null,null,null,null,null,null,null,null,146,146]
[null,null,null,null,null,null,null,null,null,null,null,null,null,null,null,null,null,null,null,null,null,null,null,null,null,null,null,null,null,null,null,null,null,null,null,null,143,null,null,null,null,null,null,null,null,null,null,null,null,null,null,null,147,147]
[null,null,null,null,null,null,null,null,null,null,null,null,null,null,null,null,null,null,null,null,null,null,null,null,null,null,null,null,null,null,null,null,null,null,null,null,144,null,null,null,null,null,null,null,null,null,null,null,null,null,null,null,148,148]
[null,null,null,null,null,null,null,null,null,null,null,null,null,null,null,null,null,null,null,null,null,null,null,null,null,null,null,null,null,null,null,null,null,null,null,null,145,null,null,null,null,null,null,null,null,null,null,null,null,null,null,null,149,149]
[null,null,null,null,null,null,null,null,null,null,null,null,null,null,null,null,null,null,null,null,null,null,null,null,null,null,null,null,null,null,null,null,null,null,null,null,146,null,null,null,null,null,null,null,null,null,null,null,null,null,null,null,150,150]
[null,null,null,null,null,null,null,null,null,null,null,null,null,null,null,null,null,null,null,null,null,null,null,null,null,null,null,null,null,null,null,null,null,null,null,null,147,null,null,null,null,null,null,null,null,null,null,null,null,null,null,null,151,151]
[null,null,null,null,null,null,null,null,null,null,null,null,null,null,null,null,null,null,null,null,null,null,null,null,null,null,null,null,null,null,null,null,null,null,null,null,148,null,null,null,null,null,null,null,null,null,null,null,null,null,null,null,152,152]
[null,null,null,null,null,null,null,null,null,null,null,null,null,null,null,null,null,null,null,null,null,null,null,null,null,null,null,null,null,null,null,null,null,null,null,null,149,null,null,null,null,null,null,null,null,null,null,null,null,null,null,null,153,153]
[null,null,null,null,null,null,null,null,null,null,null,null,null,null,null,null,null,null,null,null,null,null,null,null,null,null,null,null,null,null,null,null,null,null,null,null,150,null,null,null,null,null,null,null,null,null,null,null,null,null,null,null,154,154]
[null,null,null,null,null,null,null,null,null,null,null,null,null,null,null,null,null,null,null,null,null,null,null,null,null,null,null,null,null,null,null,null,null,null,null,null,151,null,null,null,null,null,null,null,null,null,null,null,null,null,null,null,155,155]
[null,null,null,null,null,null,null,null,null,null,null,null,null,null,null,null,null,null,null,null,null,null,null,null,null,null,null,null,null,null,null,null,null,null,null,null,152,null,null,null,null,null,null,null,null,null,null,null,null,null,null,null,156,156]
[null,null,null,null,null,null,null,null,null,null,null,null,null,null,null,null,null,null,null,null,null,null,null,null,null,null,null,null,null,null,null,null,null,null,null,null,153,null,null,null,null,null,null,null,null,null,null,null,null,null,null,null,157,157]
[null,null,null,null,null,null,null,null,null,null,null,null,null,null,null,null,null,null,null,null,null,null,null,null,null,null,null,null,null,null,null,null,null,null,null,null,154,null,null,null,null,null,null,null,null,null,null,null,null,null,null,null,158,158]
[null,null,null,null,null,null,null,null,null,null,null,null,null,null,null,null,null,null,null,null,null,null,null,null,null,null,null,null,null,null,null,null,null,null,null,null,155,null,null,null,null,null,null,null,null,null,null,null,null,null,null,null,159,159]
[null,null,null,null,null,null,null,null,null,null,null,null,null,null,null,null,null,null,null,null,null,null,null,null,null,null,null,null,null,null,null,null,null,null,null,null,156,null,null,null,null,null,null,null,null,null,null,null,null,null,null,null,160,160]
[null,null,null,null,null,null,null,null,null,null,null,null,null,null,null,null,null,null,null,null,null,null,null,null,null,null,null,null,null,null,null,null,null,null,null,null,157,null,null,null,null,null,null,null,null,null,null,null,null,null,null,null,161,161]
[null,null,null,null,null,null,null,null,null,null,null,null,null,null,null,null,null,null,null,null,null,null,null,null,null,null,null,null,null,null,null,null,null,null,null,null,158,null,null,null,null,null,null,null,null,null,null,null,null,null,null,null,162,162]
[null,null,null,null,null,null,null,null,null,null,null,null,null,null,null,null,null,null,null,null,null,null,null,null,null,null,null,null,null,null,null,null,null,null,null,null,159,null,null,null,null,null,null,null,null,null,null,null,null,null,null,null,163,163]
[null,null,null,null,null,null,null,null,null,null,null,null,null,null,null,null,null,null,null,null,null,null,null,null,null,null,null,null,null,null,null,null,null,null,null,null,160,null,null,null,null,null,null,null,null,null,null,null,null,null,null,null,164,164]
[null,null,null,null,null,null,null,null,null,null,null,null,null,null,null,null,null,null,null,null,null,null,null,null,null,null,null,null,null,null,null,null,null,null,null,null,161,null,null,null,null,null,null,null,null,null,null,null,null,null,null,null,165,165]
[null,null,null,null,null,null,null,null,null,null,null,null,null,null,null,null,null,null,null,null,null,null,null,null,null,null,null,null,null,null,null,null,null,null,null,null,162,null,null,null,null,null,null,null,null,null,null,null,null,null,null,null,166,166]
[null,null,null,null,null,null,null,null,null,null,null,null,null,null,null,null,null,null,null,null,null,null,null,null,null,null,null,null,null,null,null,null,null,null,null,null,163,null,null,null,null,null,null,null,null,null,null,null,null,null,null,null,167,167]
[null,null,null,null,null,null,null,null,null,null,null,null,null,null,null,null,null,null,null,null,null,null,null,null,null,null,null,null,null,null,null,null,null,null,null,null,164,null,null,null,null,null,null,null,null,null,null,null,null,null,null,null,168,168]
[null,null,null,null,null,null,null,null,null,null,null,null,null,null,null,null,null,null,null,null,null,null,null,null,null,null,null,null,null,null,null,null,null,null,null,null,165,null,null,null,null,null,null,null,null,null,null,null,null,null,null,null,169,169]
[null,null,null,null,null,null,null,null,null,null,null,null,null,null,null,null,null,null,null,null,null,null,null,null,null,null,null,null,null,null,null,null,null,null,null,null,166,null,null,null,null,null,null,null,null,null,null,null,null,null,null,null,170,170]
[null,null,null,null,null,null,null,null,null,null,null,null,null,null,null,null,null,null,null,null,null,null,null,null,null,null,null,null,null,null,null,null,null,null,null,null,167,null,null,null,null,null,null,null,null,null,null,null,null,null,null,null,171,171]
[null,null,null,null,null,null,null,null,null,null,null,null,null,null,null,null,null,null,null,null,null,null,null,null,null,null,null,null,null,null,null,null,null,null,null,null,168,null,null,null,null,null,null,null,null,null,null,null,null,null,null,null,172,172]
[null,null,null,null,null,null,null,null,null,null,null,null,null,null,null,null,null,null,null,null,null,null,null,null,null,null,null,null,null,null,null,null,null,null,null,null,169,null,null,null,null,null,null,null,null,null,null,null,null,null,null,null,173,173]
[null,null,null,null,null,null,null,null,null,null,null,null,null,null,null,null,null,null,null,null,null,null,null,null,null,null,null,null,null,null,null,null,null,null,null,null,170,null,null,null,null,null,null,null,null,null,null,null,null,null,null,null,174,174]
[null,null,null,null,null,null,null,null,null,null,null,null,null,null,null,null,null,null,null,null,null,null,null,null,null,null,null,null,null,null,null,null,null,null,null,null,171,null,null,null,null,null,null,null,null,null,null,null,null,null,null,null,175,175]
[null,null,null,null,null,null,null,null,null,null,null,null,null,null,null,null,null,null,null,null,null,null,null,null,null,null,null,null,null,null,null,null,null,null,null,null,172,null,null,null,null,null,null,null,null,null,null,null,null,null,null,null,176,176]
[null,null,null,null,null,null,null,null,null,null,null,null,null,null,null,null,null,null,null,null,null,null,null,null,null,null,null,null,null,null,null,null,null,null,null,null,173,null,null,null,null,null,null,null,null,null,null,null,null,null,null,null,177,177]
[null,null,null,null,null,null,null,null,null,null,null,null,null,null,null,null,null,null,null,null,null,null,null,null,null,null,null,null,null,null,null,null,null,null,null,null,174,null,null,null,null,null,null,null,null,null,null,null,null,null,null,null,178,178]
[null,null,null,null,null,null,null,null,null,null,null,null,null,null,null,null,null,null,null,null,null,null,null,null,null,null,null,null,null,null,null,null,null,null,null,null,175,null,null,null,null,null,null,null,null,null,null,null,null,null,null,null,179,179]
[null,null,null,null,null,null,null,null,null,null,null,null,null,null,null,null,null,null,null,null,null,null,null,null,null,null,null,null,null,null,null,null,null,null,null,null,176,null,null,null,null,null,null,null,null,null,null,null,null,null,null,null,180,180]
[null,null,null,null,null,null,null,null,null,null,null,null,null,null,null,null,null,null,null,null,null,null,null,null,null,null,null,null,null,null,null,null,null,null,null,null,177,null,null,null,null,null,null,null,null,null,null,null,null,null,null,null,181,181]
[null,null,null,null,null,null,null,null,null,null,null,null,null,null,null,null,null,null,null,null,null,null,null,null,null,null,null,null,null,null,null,null,null,null,null,null,178,null,null,null,null,null,null,null,null,null,null,null,null,null,null,null,182,182]
[null,null,null,null,null,null,null,null,null,null,null,null,null,null,null,null,null,null,null,null,null,null,null,null,null,null,null,null,null,null,null,null,null,null,null,null,179,null,null,null,null,null,null,null,null,null,null,null,null,null,null,null,183,183]
[null,null,null,null,null,null,null,null,null,null,null,null,null,null,null,null,null,null,null,null,null,null,null,null,null,null,null,null,null,null,null,null,null,null,null,null,180,null,null,null,null,null,null,null,null,null,null,null,null,null,null,null,184,184]
[null,null,null,null,null,null,null,null,null,null,null,null,null,null,null,null,null,null,null,null,null,null,null,null,null,null,null,null,null,null,null,null,null,null,null,null,181,null,null,null,null,null,null,null,null,null,null,null,null,null,null,null,185,185]
[null,null,null,null,null,null,null,null,null,null,null,null,null,null,null,null,null,null,null,null,null,null,null,null,null,null,null,null,null,null,null,null,null,null,null,null,182,null,null,null,null,null,null,null,null,null,null,null,null,null,null,null,186,186]
[null,null,null,null,null,null,null,null,null,null,null,null,null,null,null,null,null,null,null,null,null,null,null,null,null,null,null,null,null,null,null,null,null,null,null,null,183,null,null,null,null,null,null,null,null,null,null,null,null,null,null,null,187,187]
[null,null,null,null,null,null,null,null,null,null,null,null,null,null,null,null,null,null,null,null,null,null,null,null,null,null,null,null,null,null,null,null,null,null,null,null,184,null,null,null,null,null,null,null,null,null,null,null,null,null,null,null,188,188]
[null,null,null,null,null,null,null,null,null,null,null,null,null,null,null,null,null,null,null,null,null,null,null,null,null,null,null,null,null,null,null,null,null,null,null,null,185,null,null,null,null,null,null,null,null,null,null,null,null,null,null,null,189,189]
[null,null,null,null,null,null,null,null,null,null,null,null,null,null,null,null,null,null,null,null,null,null,null,null,null,null,null,null,null,null,null,null,null,null,null,null,186,null,null,null,null,null,null,null,null,null,null,null,null,null,null,null,190,190]
[null,null,null,null,null,null,null,null,null,null,null,null,null,null,null,null,null,null,null,null,null,null,null,null,null,null,null,null,null,null,null,null,null,null,null,null,187,null,null,null,null,null,null,null,null,null,null,null,null,null,null,null,191,191]
[null,null,null,null,null,null,null,null,null,null,null,null,null,null,null,null,null,null,null,null,null,null,null,null,null,null,null,null,null,null,null,null,null,null,null,null,188,null,null,null,null,null,null,null,null,null,null,null,null,null,null,null,192,192]
[null,null,null,null,null,null,null,null,null,null,null,null,null,null,null,null,null,null,null,null,null,null,null,null,null,null,null,null,null,null,null,null,null,null,null,null,189,null,null,null,null,null,null,null,null,null,null,null,null,null,null,null,193,193]
[null,null,null,null,null,null,null,null,null,null,null,null,null,null,null,null,null,null,null,null,null,null,null,null,null,null,null,null,null,null,null,null,null,null,null,null,190,null,null,null,null,null,null,null,null,null,null,null,null,null,null,null,194,194]
[null,null,null,null,null,null,null,null,null,null,null,null,null,null,null,null,null,null,null,null,null,null,null,null,null,null,null,null,null,null,null,null,null,null,null,null,191,null,null,null,null,null,null,null,null,null,null,null,null,null,null,null,195,195]
[null,null,null,null,null,null,null,null,null,null,null,null,null,null,null,null,null,null,null,null,null,null,null,null,null,null,null,null,null,null,null,null,null,null,null,null,192,null,null,null,null,null,null,null,null,null,null,null,null,null,null,null,196,196]
[null,null,null,null,null,null,null,null,null,null,null,null,null,null,null,null,null,null,null,null,null,null,null,null,null,null,null,null,null,null,null,null,null,null,null,null,193,null,null,null,null,null,null,null,null,null,null,null,null,null,null,null,197,197]
[null,null,null,null,null,null,null,null,null,null,null,null,null,null,null,null,null,null,null,null,null,null,null,null,null,null,null,null,null,null,null,null,null,null,null,null,{"$f":"ROW(AK194)","v":194},null,null,null,null,null,null,null,null,null,null,null,null,null,null,null,198,198]
[null,null,null,null,null,null,null,null,null,null,null,null,null,null,null,null,null,null,null,null,null,null,null,null,null,null,null,null,null,null,null,null,null,null,null,null,195,null,null,null,null,null,null,null,null,null,null,null,null,null,null,null,199,199]
[null,null,null,null,null,null,null,null,null,null,null,null,null,null,null,null,null,null,null,null,null,null,null,null,null,null,null,null,null,null,null,null,null,null,null,null,196,null,null,null,null,null,null,null,null,null,null,null,null,null,null,null,200,200]
[null,null,null,null,null,null,null,null,null,null,null,null,null,null,null,null,null,null,null,null,null,null,null,null,null,null,null,null,null,null,null,null,null,null,null,null,197,null,null,null,null,null,null,null,null,null,null,null,null,null,null,null,201,201]
[null,null,null,null,null,null,null,null,null,null,null,null,null,null,null,null,null,null,null,null,null,null,null,null,null,null,null,null,null,null,null,null,null,null,null,null,198,null,null,null,null,null,null,null,null,null,null,null,null,null,null,null,202,202]
[null,null,null,null,null,null,null,null,null,null,null,null,null,null,null,null,null,null,null,null,null,null,null,null,null,null,null,null,null,null,null,null,null,null,null,null,199,null,null,null,null,null,null,null,null,null,null,null,null,null,null,null,203,203]
[null,null,null,null,null,null,null,null,null,null,null,null,null,null,null,null,null,null,null,null,null,null,null,null,null,null,null,null,null,null,null,null,null,null,null,null,200,null,null,null,null,null,null,null,null,null,null,null,null,null,null,null,204,204]
[null,null,null,null,null,null,null,null,null,null,null,null,null,null,null,null,null,null,null,null,null,null,null,null,null,null,null,null,null,null,null,null,null,null,null,null,201,null,null,null,null,null,null,null,null,null,null,null,null,null,null,null,205,205]
[null,null,null,null,null,null,null,null,null,null,null,null,null,null,null,null,null,null,null,null,null,null,null,null,null,null,null,null,null,null,null,null,null,null,null,null,202,null,null,null,null,null,null,null,null,null,null,null,null,null,null,null,206,206]
[null,null,null,null,null,null,null,null,null,null,null,null,null,null,null,null,null,null,null,null,null,null,null,null,null,null,null,null,null,null,null,null,null,null,null,null,203,null,null,null,null,null,null,null,null,null,null,null,null,null,null,null,207,207]
[null,null,null,null,null,null,null,null,null,null,null,null,null,null,null,null,null,null,null,null,null,null,null,null,null,null,null,null,null,null,null,null,null,null,null,null,204,null,null,null,null,null,null,null,null,null,null,null,null,null,null,null,208,208]
[null,null,null,null,null,null,null,null,null,null,null,null,null,null,null,null,null,null,null,null,null,null,null,null,null,null,null,null,null,null,null,null,null,null,null,null,205,null,null,null,null,null,null,null,null,null,null,null,null,null,null,null,209,209]
[null,null,null,null,null,null,null,null,null,null,null,null,null,null,null,null,null,null,null,null,null,null,null,null,null,null,null,null,null,null,null,null,null,null,null,null,206,null,null,null,null,null,null,null,null,null,null,null,null,null,null,null,210,210]
[null,null,null,null,null,null,null,null,null,null,null,null,null,null,null,null,null,null,null,null,null,null,null,null,null,null,null,null,null,null,null,null,null,null,null,null,207,null,null,null,null,null,null,null,null,null,null,null,null,null,null,null,211,211]
[null,null,null,null,null,null,null,null,null,null,null,null,null,null,null,null,null,null,null,null,null,null,null,null,null,null,null,null,null,null,null,null,null,null,null,null,208,null,null,null,null,null,null,null,null,null,null,null,null,null,null,null,212,212]
[null,null,null,null,null,null,null,null,null,null,null,null,null,null,null,null,null,null,null,null,null,null,null,null,null,null,null,null,null,null,null,null,null,null,null,null,209,null,null,null,null,null,null,null,null,null,null,null,null,null,null,null,213,213]
[null,null,null,null,null,null,null,null,null,null,null,null,null,null,null,null,null,null,null,null,null,null,null,null,null,null,null,null,null,null,null,null,null,null,null,null,210,null,null,null,null,null,null,null,null,null,null,null,null,null,null,null,214,214]
[null,null,null,null,null,null,null,null,null,null,null,null,null,null,null,null,null,null,null,null,null,null,null,null,null,null,null,null,null,null,null,null,null,null,null,null,211,null,null,null,null,null,null,null,null,null,null,null,null,null,null,null,215,215]
[null,null,null,null,null,null,null,null,null,null,null,null,null,null,null,null,null,null,null,null,null,null,null,null,null,null,null,null,null,null,null,null,null,null,null,null,212,null,null,null,null,null,null,null,null,null,null,null,null,null,null,null,216,216]
[null,null,null,null,null,null,null,null,null,null,null,null,null,null,null,null,null,null,null,null,null,null,null,null,null,null,null,null,null,null,null,null,null,null,null,null,213,null,null,null,null,null,null,null,null,null,null,null,null,null,null,null,217,217]
[null,null,null,null,null,null,null,null,null,null,null,null,null,null,null,null,null,null,null,null,null,null,null,null,null,null,null,null,null,null,null,null,null,null,null,null,214,null,null,null,null,null,null,null,null,null,null,null,null,null,null,null,218,218]
[null,null,null,null,null,null,null,null,null,null,null,null,null,null,null,null,null,null,null,null,null,null,null,null,null,null,null,null,null,null,null,null,null,null,null,null,215,null,null,null,null,null,null,null,null,null,null,null,null,null,null,null,219,219]
[null,null,null,null,null,null,null,null,null,null,null,null,null,null,null,null,null,null,null,null,null,null,null,null,null,null,null,null,null,null,null,null,null,null,null,null,216,null,null,null,null,null,null,null,null,null,null,null,null,null,null,null,220,220]
[null,null,null,null,null,null,null,null,null,null,null,null,null,null,null,null,null,null,null,null,null,null,null,null,null,null,null,null,null,null,null,null,null,null,null,null,217,null,null,null,null,null,null,null,null,null,null,null,null,null,null,null,221,221]
[null,null,null,null,null,null,null,null,null,null,null,null,null,null,null,null,null,null,null,null,null,null,null,null,null,null,null,null,null,null,null,null,null,null,null,null,218,null,null,null,null,null,null,null,null,null,null,null,null,null,null,null,222,222]
[null,null,null,null,null,null,null,null,null,null,null,null,null,null,null,null,null,null,null,null,null,null,null,null,null,null,null,null,null,null,null,null,null,null,null,null,219,null,null,null,null,null,null,null,null,null,null,null,null,null,null,null,223,223]
[null,null,null,null,null,null,null,null,null,null,null,null,null,null,null,null,null,null,null,null,null,null,null,null,null,null,null,null,null,null,null,null,null,null,null,null,220,null,null,null,null,null,null,null,null,null,null,null,null,null,null,null,224,224]
[null,null,null,null,null,null,null,null,null,null,null,null,null,null,null,null,null,null,null,null,null,null,null,null,null,null,null,null,null,null,null,null,null,null,null,null,221,null,null,null,null,null,null,null,null,null,null,null,null,null,null,null,225,225]
[null,null,null,null,null,null,null,null,null,null,null,null,null,null,null,null,null,null,null,null,null,null,null,null,null,null,null,null,null,null,null,null,null,null,null,null,222,null,null,null,null,null,null,null,null,null,null,null,null,null,null,null,226,226]
[null,null,null,null,null,null,null,null,null,null,null,null,null,null,null,null,null,null,null,null,null,null,null,null,null,null,null,null,null,null,null,null,null,null,null,null,223,null,null,null,null,null,null,null,null,null,null,null,null,null,null,null,227,227]
[null,null,null,null,null,null,null,null,null,null,null,null,null,null,null,null,null,null,null,null,null,null,null,null,null,null,null,null,null,null,null,null,null,null,null,null,224,null,null,null,null,null,null,null,null,null,null,null,null,null,null,null,228,228]
[null,null,null,null,null,null,null,null,null,null,null,null,null,null,null,null,null,null,null,null,null,null,null,null,null,null,null,null,null,null,null,null,null,null,null,null,225,null,null,null,null,null,null,null,null,null,null,null,null,null,null,null,229,229]
[null,null,null,null,null,null,null,null,null,null,null,null,null,null,null,null,null,null,null,null,null,null,null,null,null,null,null,null,null,null,null,null,null,null,null,null,226,null,null,null,null,null,null,null,null,null,null,null,null,null,null,null,230,230]
[null,null,null,null,null,null,null,null,null,null,null,null,null,null,null,null,null,null,null,null,null,null,null,null,null,null,null,null,null,null,null,null,null,null,null,null,227,null,null,null,null,null,null,null,null,null,null,null,null,null,null,null,231,231]
[null,null,null,null,null,null,null,null,null,null,null,null,null,null,null,null,null,null,null,null,null,null,null,null,null,null,null,null,null,null,null,null,null,null,null,null,228,null,null,null,null,null,null,null,null,null,null,null,null,null,null,null,232,232]
[null,null,null,null,null,null,null,null,null,null,null,null,null,null,null,null,null,null,null,null,null,null,null,null,null,null,null,null,null,null,null,null,null,null,null,null,229,null,null,null,null,null,null,null,null,null,null,null,null,null,null,null,233,233]
[null,null,null,null,null,null,null,null,null,null,null,null,null,null,null,null,null,null,null,null,null,null,null,null,null,null,null,null,null,null,null,null,null,null,null,null,230,null,null,null,null,null,null,null,null,null,null,null,null,null,null,null,234,234]
[null,null,null,null,null,null,null,null,null,null,null,null,null,null,null,null,null,null,null,null,null,null,null,null,null,null,null,null,null,null,null,null,null,null,null,null,231,null,null,null,null,null,null,null,null,null,null,null,null,null,null,null,235,235]
[null,null,null,null,null,null,null,null,null,null,null,null,null,null,null,null,null,null,null,null,null,null,null,null,null,null,null,null,null,null,null,null,null,null,null,null,232,null,null,null,null,null,null,null,null,null,null,null,null,null,null,null,236,236]
[null,null,null,null,null,null,null,null,null,null,null,null,null,null,null,null,null,null,null,null,null,null,null,null,null,null,null,null,null,null,null,null,null,null,null,null,233,null,null,null,null,null,null,null,null,null,null,null,null,null,null,null,237,237]
[null,null,null,null,null,null,null,null,null,null,null,null,null,null,null,null,null,null,null,null,null,null,null,null,null,null,null,null,null,null,null,null,null,null,null,null,234,null,null,null,null,null,null,null,null,null,null,null,null,null,null,null,238,238]
[null,null,null,null,null,null,null,null,null,null,null,null,null,null,null,null,null,null,null,null,null,null,null,null,null,null,null,null,null,null,null,null,null,null,null,null,235,null,null,null,null,null,null,null,null,null,null,null,null,null,null,null,239,239]
[null,null,null,null,null,null,null,null,null,null,null,null,null,null,null,null,null,null,null,null,null,null,null,null,null,null,null,null,null,null,null,null,null,null,null,null,236,null,null,null,null,null,null,null,null,null,null,null,null,null,null,null,240,240]
[null,null,null,null,null,null,null,null,null,null,null,null,null,null,null,null,null,null,null,null,null,null,null,null,null,null,null,null,null,null,null,null,null,null,null,null,237,null,null,null,null,null,null,null,null,null,null,null,null,null,null,null,241,241]
[null,null,null,null,null,null,null,null,null,null,null,null,null,null,null,null,null,null,null,null,null,null,null,null,null,null,null,null,null,null,null,null,null,null,null,null,238,null,null,null,null,null,null,null,null,null,null,null,null,null,null,null,242,242]
[null,null,null,null,null,null,null,null,null,null,null,null,null,null,null,null,null,null,null,null,null,null,null,null,null,null,null,null,null,null,null,null,null,null,null,null,239,null,null,null,null,null,null,null,null,null,null,null,null,null,null,null,243,243]
[null,null,null,null,null,null,null,null,null,null,null,null,null,null,null,null,null,null,null,null,null,null,null,null,null,null,null,null,null,null,null,null,null,null,null,null,240,null,null,null,null,null,null,null,null,null,null,null,null,null,null,null,244,244]
[null,null,null,null,null,null,null,null,null,null,null,null,null,null,null,null,null,null,null,null,null,null,null,null,null,null,null,null,null,null,null,null,null,null,null,null,241,null,null,null,null,null,null,null,null,null,null,null,null,null,null,null,245,245]
[null,null,null,null,null,null,null,null,null,null,null,null,null,null,null,null,null,null,null,null,null,null,null,null,null,null,null,null,null,null,null,null,null,null,null,null,242,null,null,null,null,null,null,null,null,null,null,null,null,null,null,null,246,246]
[null,null,null,null,null,null,null,null,null,null,null,null,null,null,null,null,null,null,null,null,null,null,null,null,null,null,null,null,null,null,null,null,null,null,null,null,243,null,null,null,null,null,null,null,null,null,null,null,null,null,null,null,247,247]
[null,null,null,null,null,null,null,null,null,null,null,null,null,null,null,null,null,null,null,null,null,null,null,null,null,null,null,null,null,null,null,null,null,null,null,null,244,null,null,null,null,null,null,null,null,null,null,null,null,null,null,null,248,248]
[null,null,null,null,null,null,null,null,null,null,null,null,null,null,null,null,null,null,null,null,null,null,null,null,null,null,null,null,null,null,null,null,null,null,null,null,245,null,null,null,null,null,null,null,null,null,null,null,null,null,null,null,249,249]
[null,null,null,null,null,null,null,null,null,null,null,null,null,null,null,null,null,null,null,null,null,null,null,null,null,null,null,null,null,null,null,null,null,null,null,null,246,null,null,null,null,null,null,null,null,null,null,null,null,null,null,null,250,250]
[null,null,null,null,null,null,null,null,null,null,null,null,null,null,null,null,null,null,null,null,null,null,null,null,null,null,null,null,null,null,null,null,null,null,null,null,247,null,null,null,null,null,null,null,null,null,null,null,null,null,null,null,251,251]
[null,null,null,null,null,null,null,null,null,null,null,null,null,null,null,null,null,null,null,null,null,null,null,null,null,null,null,null,null,null,null,null,null,null,null,null,248,null,null,null,null,null,null,null,null,null,null,null,null,null,null,null,252,252]
[null,null,null,null,null,null,null,null,null,null,null,null,null,null,null,null,null,null,null,null,null,null,null,null,null,null,null,null,null,null,null,null,null,null,null,null,249,null,null,null,null,null,null,null,null,null,null,null,null,null,null,null,253,253]
[null,null,null,null,null,null,null,null,null,null,null,null,null,null,null,null,null,null,null,null,null,null,null,null,null,null,null,null,null,null,null,null,null,null,null,null,250,null,null,null,null,null,null,null,null,null,null,null,null,null,null,null,254,254]
[null,null,null,null,null,null,null,null,null,null,null,null,null,null,null,null,null,null,null,null,null,null,null,null,null,null,null,null,null,null,null,null,null,null,null,null,null,null,null,null,null,null,null,null,null,null,null,null,null,null,null,null,255,255]
[null,null,null,null,null,null,null,null,null,null,null,null,null,null,null,null,null,null,null,null,null,null,null,null,null,null,null,null,null,null,null,null,null,null,null,null,null,null,null,null,null,null,null,null,null,null,null,null,null,null,null,null,256,256]
[null,null,null,null,null,null,null,null,null,null,null,null,null,null,null,null,null,null,null,null,null,null,null,null,null,null,null,null,null,null,null,null,null,null,null,null,null,null,null,null,null,null,null,null,null,null,null,null,null,null,null,null,257,257]
[null,null,null,null,null,null,null,null,null,null,null,null,null,null,null,null,null,null,null,null,null,null,null,null,null,null,null,null,null,null,null,null,null,null,null,null,null,null,null,null,null,null,null,null,null,null,null,null,null,null,null,null,258,258]
[null,null,null,null,null,null,null,null,null,null,null,null,null,null,null,null,null,null,null,null,null,null,null,null,null,null,null,null,null,null,null,null,null,null,null,null,null,null,null,null,null,null,null,null,null,null,null,null,null,null,null,null,259,259]
[null,null,null,null,null,null,null,null,null,null,null,null,null,null,null,null,null,null,null,null,null,null,null,null,null,null,null,null,null,null,null,null,null,null,null,null,null,null,null,null,null,null,null,null,null,null,null,null,null,null,null,null,260,260]
[null,null,null,null,null,null,null,null,null,null,null,null,null,null,null,null,null,null,null,null,null,null,null,null,null,null,null,null,null,null,null,null,null,null,null,null,null,null,null,null,null,null,null,null,null,null,null,null,null,null,null,null,261,261]
[null,null,null,null,null,null,null,null,null,null,null,null,null,null,null,null,null,null,null,null,null,null,null,null,null,null,null,null,null,null,null,null,null,null,null,null,null,null,null,null,null,null,null,null,null,null,null,null,null,null,null,null,262,262]
[null,null,null,null,null,null,null,null,null,null,null,null,null,null,null,null,null,null,null,null,null,null,null,null,null,null,null,null,null,null,null,null,null,null,null,null,null,null,null,null,null,null,null,null,null,null,null,null,null,null,null,null,263,263]
[null,null,null,null,null,null,null,null,null,null,null,null,null,null,null,null,null,null,null,null,null,null,null,null,null,null,null,null,null,null,null,null,null,null,null,null,null,null,null,null,null,null,null,null,null,null,null,null,null,null,null,null,264,264]
[null,null,null,null,null,null,null,null,null,null,null,null,null,null,null,null,null,null,null,null,null,null,null,null,null,null,null,null,null,null,null,null,null,null,null,null,null,null,null,null,null,null,null,null,null,null,null,null,null,null,null,null,265,265]
[null,null,null,null,null,null,null,null,null,null,null,null,null,null,null,null,null,null,null,null,null,null,null,null,null,null,null,null,null,null,null,null,null,null,null,null,null,null,null,null,null,null,null,null,null,null,null,null,null,null,null,null,266,266]
[null,null,null,null,null,null,null,null,null,null,null,null,null,null,null,null,null,null,null,null,null,null,null,null,null,null,null,null,null,null,null,null,null,null,null,null,null,null,null,null,null,null,null,null,null,null,null,null,null,null,null,null,267,267]
[null,null,null,null,null,null,null,null,null,null,null,null,null,null,null,null,null,null,null,null,null,null,null,null,null,null,null,null,null,null,null,null,null,null,null,null,null,null,null,null,null,null,null,null,null,null,null,null,null,null,null,null,268,268]
[null,null,null,null,null,null,null,null,null,null,null,null,null,null,null,null,null,null,null,null,null,null,null,null,null,null,null,null,null,null,null,null,null,null,null,null,null,null,null,null,null,null,null,null,null,null,null,null,null,null,null,null,269,269]
[null,null,null,null,null,null,null,null,null,null,null,null,null,null,null,null,null,null,null,null,null,null,null,null,null,null,null,null,null,null,null,null,null,null,null,null,null,null,null,null,null,null,null,null,null,null,null,null,null,null,null,null,270,270]
[null,null,null,null,null,null,null,null,null,null,null,null,null,null,null,null,null,null,null,null,null,null,null,null,null,null,null,null,null,null,null,null,null,null,null,null,null,null,null,null,null,null,null,null,null,null,null,null,null,null,null,null,271,271]
[null,null,null,null,null,null,null,null,null,null,null,null,null,null,null,null,null,null,null,null,null,null,null,null,null,null,null,null,null,null,null,null,null,null,null,null,null,null,null,null,null,null,null,null,null,null,null,null,null,null,null,null,272,272]
[null,null,null,null,null,null,null,null,null,null,null,null,null,null,null,null,null,null,null,null,null,null,null,null,null,null,null,null,null,null,null,null,null,null,null,null,null,null,null,null,null,null,null,null,null,null,null,null,null,null,null,null,273,273]
[null,null,null,null,null,null,null,null,null,null,null,null,null,null,null,null,null,null,null,null,null,null,null,null,null,null,null,null,null,null,null,null,null,null,null,null,null,null,null,null,null,null,null,null,null,null,null,null,null,null,null,null,274,274]
[null,null,null,null,null,null,null,null,null,null,null,null,null,null,null,null,null,null,null,null,null,null,null,null,null,null,null,null,null,null,null,null,null,null,null,null,null,null,null,null,null,null,null,null,null,null,null,null,null,null,null,null,275,275]
[null,null,null,null,null,null,null,null,null,null,null,null,null,null,null,null,null,null,null,null,null,null,null,null,null,null,null,null,null,null,null,null,null,null,null,null,null,null,null,null,null,null,null,null,null,null,null,null,null,null,null,null,276,276]
[null,null,null,null,null,null,null,null,null,null,null,null,null,null,null,null,null,null,null,null,null,null,null,null,null,null,null,null,null,null,null,null,null,null,null,null,null,null,null,null,null,null,null,null,null,null,null,null,null,null,null,null,277,277]
[null,null,null,null,null,null,null,null,null,null,null,null,null,null,null,null,null,null,null,null,null,null,null,null,null,null,null,null,null,null,null,null,null,null,null,null,null,null,null,null,null,null,null,null,null,null,null,null,null,null,null,null,278,278]
[null,null,null,null,null,null,null,null,null,null,null,null,null,null,null,null,null,null,null,null,null,null,null,null,null,null,null,null,null,null,null,null,null,null,null,null,null,null,null,null,null,null,null,null,null,null,null,null,null,null,null,null,279,279]
[null,null,null,null,null,null,null,null,null,null,null,null,null,null,null,null,null,null,null,null,null,null,null,null,null,null,null,null,null,null,null,null,null,null,null,null,null,null,null,null,null,null,null,null,null,null,null,null,null,null,null,null,280,280]
[null,null,null,null,null,null,null,null,null,null,null,null,null,null,null,null,null,null,null,null,null,null,null,null,null,null,null,null,null,null,null,null,null,null,null,null,null,null,null,null,null,null,null,null,null,null,null,null,null,null,null,null,281,281]
[null,null,null,null,null,null,null,null,null,null,null,null,null,null,null,null,null,null,null,null,null,null,null,null,null,null,null,null,null,null,null,null,null,null,null,null,null,null,null,null,null,null,null,null,null,null,null,null,null,null,null,null,282,282]
[null,null,null,null,null,null,null,null,null,null,null,null,null,null,null,null,null,null,null,null,null,null,null,null,null,null,null,null,null,null,null,null,null,null,null,null,null,null,null,null,null,null,null,null,null,null,null,null,null,null,null,null,283,283]
[null,null,null,null,null,null,null,null,null,null,null,null,null,null,null,null,null,null,null,null,null,null,null,null,null,null,null,null,null,null,null,null,null,null,null,null,null,null,null,null,null,null,null,null,null,null,null,null,null,null,null,null,284,284]
[null,null,null,null,null,null,null,null,null,null,null,null,null,null,null,null,null,null,null,null,null,null,null,null,null,null,null,null,null,null,null,null,null,null,null,null,null,null,null,null,null,null,null,null,null,null,null,null,null,null,null,null,285,285]
[null,null,null,null,null,null,null,null,null,null,null,null,null,null,null,null,null,null,null,null,null,null,null,null,null,null,null,null,null,null,null,null,null,null,null,null,null,null,null,null,null,null,null,null,null,null,null,null,null,null,null,null,286,286]
[null,null,null,null,null,null,null,null,null,null,null,null,null,null,null,null,null,null,null,null,null,null,null,null,null,null,null,null,null,null,null,null,null,null,null,null,null,null,null,null,null,null,null,null,null,null,null,null,null,null,null,null,287,287]
[null,null,null,null,null,null,null,null,null,null,null,null,null,null,null,null,null,null,null,null,null,null,null,null,null,null,null,null,null,null,null,null,null,null,null,null,null,null,null,null,null,null,null,null,null,null,null,null,null,null,null,null,288,288]
[null,null,null,null,null,null,null,null,null,null,null,null,null,null,null,null,null,null,null,null,null,null,null,null,null,null,null,null,null,null,null,null,null,null,null,null,null,null,null,null,null,null,null,null,null,null,null,null,null,null,null,null,289,289]
[null,null,null,null,null,null,null,null,null,null,null,null,null,null,null,null,null,null,null,null,null,null,null,null,null,null,null,null,null,null,null,null,null,null,null,null,null,null,null,null,null,null,null,null,null,null,null,null,null,null,null,null,290,290]
[null,null,null,null,null,null,null,null,null,null,null,null,null,null,null,null,null,null,null,null,null,null,null,null,null,null,null,null,null,null,null,null,null,null,null,null,null,null,null,null,null,null,null,null,null,null,null,null,null,null,null,null,291,291]
[null,null,null,null,null,null,null,null,null,null,null,null,null,null,null,null,null,null,null,null,null,null,null,null,null,null,null,null,null,null,null,null,null,null,null,null,null,null,null,null,null,null,null,null,null,null,null,null,null,null,null,null,292,292]
[null,null,null,null,null,null,null,null,null,null,null,null,null,null,null,null,null,null,null,null,null,null,null,null,null,null,null,null,null,null,null,null,null,null,null,null,null,null,null,null,null,null,null,null,null,null,null,null,null,null,null,null,293,293]
[null,null,null,null,null,null,null,null,null,null,null,null,null,null,null,null,null,null,null,null,null,null,null,null,null,null,null,null,null,null,null,null,null,null,null,null,null,null,null,null,null,null,null,null,null,null,null,null,null,null,null,null,294,294]
[null,null,null,null,null,null,null,null,null,null,null,null,null,null,null,null,null,null,null,null,null,null,null,null,null,null,null,null,null,null,null,null,null,null,null,null,null,null,null,null,null,null,null,null,null,null,null,null,null,null,null,null,295,295]
[null,null,null,null,null,null,null,null,null,null,null,null,null,null,null,null,null,null,null,null,null,null,null,null,null,null,null,null,null,null,null,null,null,null,null,null,null,null,null,null,null,null,null,null,null,null,null,null,null,null,null,null,296,296]
[null,null,null,null,null,null,null,null,null,null,null,null,null,null,null,null,null,null,null,null,null,null,null,null,null,null,null,null,null,null,null,null,null,null,null,null,null,null,null,null,null,null,null,null,null,null,null,null,null,null,null,null,297,297]
[null,null,null,null,null,null,null,null,null,null,null,null,null,null,null,null,null,null,null,null,null,null,null,null,null,null,null,null,null,null,null,null,null,null,null,null,null,null,null,null,null,null,null,null,null,null,null,null,null,null,null,null,298,298]
[null,null,null,null,null,null,null,null,null,null,null,null,null,null,null,null,null,null,null,null,null,null,null,null,null,null,null,null,null,null,null,null,null,null,null,null,null,null,null,null,null,null,null,null,null,null,null,null,null,null,null,null,299,299]
[null,null,null,null,null,null,null,null,null,null,null,null,null,null,null,null,null,null,null,null,null,null,null,null,null,null,null,null,null,null,null,null,null,null,null,null,null,null,null,null,null,null,null,null,null,null,null,null,null,null,null,null,300,300]
[null,null,null,null,null,null,null,null,null,null,null,null,null,null,null,null,null,null,null,null,null,null,null,null,null,null,null,null,null,null,null,null,null,null,null,null,null,null,null,null,null,null,null,null,null,null,null,null,null,null,null,null,301,301]
[null,null,null,null,null,null,null,null,null,null,null,null,null,null,null,null,null,null,null,null,null,null,null,null,null,null,null,null,null,null,null,null,null,null,null,null,null,null,null,null,null,null,null,null,null,null,null,null,null,null,null,null,302,302]
[null,null,null,null,null,null,null,null,null,null,null,null,null,null,null,null,null,null,null,null,null,null,null,null,null,null,null,null,null,null,null,null,null,null,null,null,null,null,null,null,null,null,null,null,null,null,null,null,null,null,null,null,303,303]
[null,null,null,null,null,null,null,null,null,null,null,null,null,null,null,null,null,null,null,null,null,null,null,null,null,null,null,null,null,null,null,null,null,null,null,null,null,null,null,null,null,null,null,null,null,null,null,null,null,null,null,null,304,304]
[null,null,null,null,null,null,null,null,null,null,null,null,null,null,null,null,null,null,null,null,null,null,null,null,null,null,null,null,null,null,null,null,null,null,null,null,null,null,null,null,null,null,null,null,null,null,null,null,null,null,null,null,305,305]
[null,null,null,null,null,null,null,null,null,null,null,null,null,null,null,null,null,null,null,null,null,null,null,null,null,null,null,null,null,null,null,null,null,null,null,null,null,null,null,null,null,null,null,null,null,null,null,null,null,null,null,null,306,306]
[null,null,null,null,null,null,null,null,null,null,null,null,null,null,null,null,null,null,null,null,null,null,null,null,null,null,null,null,null,null,null,null,null,null,null,null,null,null,null,null,null,null,null,null,null,null,null,null,null,null,null,null,307,307]
[null,null,null,null,null,null,null,null,null,null,null,null,null,null,null,null,null,null,null,null,null,null,null,null,null,null,null,null,null,null,null,null,null,null,null,null,null,null,null,null,null,null,null,null,null,null,null,null,null,null,null,null,308,308]
[null,null,null,null,null,null,null,null,null,null,null,null,null,null,null,null,null,null,null,null,null,null,null,null,null,null,null,null,null,null,null,null,null,null,null,null,null,null,null,null,null,null,null,null,null,null,null,null,null,null,null,null,309,309]
[null,null,null,null,null,null,null,null,null,null,null,null,null,null,null,null,null,null,null,null,null,null,null,null,null,null,null,null,null,null,null,null,null,null,null,null,null,null,null,null,null,null,null,null,null,null,null,null,null,null,null,null,310,310]
[null,null,null,null,null,null,null,null,null,null,null,null,null,null,null,null,null,null,null,null,null,null,null,null,null,null,null,null,null,null,null,null,null,null,null,null,null,null,null,null,null,null,null,null,null,null,null,null,null,null,null,null,311,311]
[null,null,null,null,null,null,null,null,null,null,null,null,null,null,null,null,null,null,null,null,null,null,null,null,null,null,null,null,null,null,null,null,null,null,null,null,null,null,null,null,null,null,null,null,null,null,null,null,null,null,null,null,312,312]
[null,null,null,null,null,null,null,null,null,null,null,null,null,null,null,null,null,null,null,null,null,null,null,null,null,null,null,null,null,null,null,null,null,null,null,null,null,null,null,null,null,null,null,null,null,null,null,null,null,null,null,null,313,313]
[null,null,null,null,null,null,null,null,null,null,null,null,null,null,null,null,null,null,null,null,null,null,null,null,null,null,null,null,null,null,null,null,null,null,null,null,null,null,null,null,null,null,null,null,null,null,null,null,null,null,null,null,314,314]
[null,null,null,null,null,null,null,null,null,null,null,null,null,null,null,null,null,null,null,null,null,null,null,null,null,null,null,null,null,null,null,null,null,null,null,null,null,null,null,null,null,null,null,null,null,null,null,null,null,null,null,null,315,315]
[null,null,null,null,null,null,null,null,null,null,null,null,null,null,null,null,null,null,null,null,null,null,null,null,null,null,null,null,null,null,null,null,null,null,null,null,null,null,null,null,null,null,null,null,null,null,null,null,null,null,null,null,316,316]
[null,null,null,null,null,null,null,null,null,null,null,null,null,null,null,null,null,null,null,null,null,null,null,null,null,null,null,null,null,null,null,null,null,null,null,null,null,null,null,null,null,null,null,null,null,null,null,null,null,null,null,null,317,317]
[null,null,null,null,null,null,null,null,null,null,null,null,null,null,null,null,null,null,null,null,null,null,null,null,null,null,null,null,null,null,null,null,null,null,null,null,null,null,null,null,null,null,null,null,null,null,null,null,null,null,null,null,318,318]
[null,null,null,null,null,null,null,null,null,null,null,null,null,null,null,null,null,null,null,null,null,null,null,null,null,null,null,null,null,null,null,null,null,null,null,null,null,null,null,null,null,null,null,null,null,null,null,null,null,null,null,null,319,319]
[null,null,null,null,null,null,null,null,null,null,null,null,null,null,null,null,null,null,null,null,null,null,null,null,null,null,null,null,null,null,null,null,null,null,null,null,null,null,null,null,null,null,null,null,null,null,null,null,null,null,null,null,320,320]
[null,null,null,null,null,null,null,null,null,null,null,null,null,null,null,null,null,null,null,null,null,null,null,null,null,null,null,null,null,null,null,null,null,null,null,null,null,null,null,null,null,null,null,null,null,null,null,null,null,null,null,null,321,321]
[null,null,null,null,null,null,null,null,null,null,null,null,null,null,null,null,null,null,null,null,null,null,null,null,null,null,null,null,null,null,null,null,null,null,null,null,null,null,null,null,null,null,null,null,null,null,null,null,null,null,null,null,322,322]
[null,null,null,null,null,null,null,null,null,null,null,null,null,null,null,null,null,null,null,null,null,null,null,null,null,null,null,null,null,null,null,null,null,null,null,null,null,null,null,null,null,null,null,null,null,null,null,null,null,null,null,null,323,323]
[null,null,null,null,null,null,null,null,null,null,null,null,null,null,null,null,null,null,null,null,null,null,null,null,null,null,null,null,null,null,null,null,null,null,null,null,null,null,null,null,null,null,null,null,null,null,null,null,null,null,null,null,324,324]
[null,null,null,null,null,null,null,null,null,null,null,null,null,null,null,null,null,null,null,null,null,null,null,null,null,null,null,null,null,null,null,null,null,null,null,null,null,null,null,null,null,null,null,null,null,null,null,null,null,null,null,null,325,325]
[null,null,null,null,null,null,null,null,null,null,null,null,null,null,null,null,null,null,null,null,null,null,null,null,null,null,null,null,null,null,null,null,null,null,null,null,null,null,null,null,null,null,null,null,null,null,null,null,null,null,null,null,326,326]
[null,null,null,null,null,null,null,null,null,null,null,null,null,null,null,null,null,null,null,null,null,null,null,null,null,null,null,null,null,null,null,null,null,null,null,null,null,null,null,null,null,null,null,null,null,null,null,null,null,null,null,null,327,327]
[null,null,null,null,null,null,null,null,null,null,null,null,null,null,null,null,null,null,null,null,null,null,null,null,null,null,null,null,null,null,null,null,null,null,null,null,null,null,null,null,null,null,null,null,null,null,null,null,null,null,null,null,328,328]
[null,null,null,null,null,null,null,null,null,null,null,null,null,null,null,null,null,null,null,null,null,null,null,null,null,null,null,null,null,null,null,null,null,null,null,null,null,null,null,null,null,null,null,null,null,null,null,null,null,null,null,null,329,329]
[null,null,null,null,null,null,null,null,null,null,null,null,null,null,null,null,null,null,null,null,null,null,null,null,null,null,null,null,null,null,null,null,null,null,null,null,null,null,null,null,null,null,null,null,null,null,null,null,null,null,null,null,330,330]
[null,null,null,null,null,null,null,null,null,null,null,null,null,null,null,null,null,null,null,null,null,null,null,null,null,null,null,null,null,null,null,null,null,null,null,null,null,null,null,null,null,null,null,null,null,null,null,null,null,null,null,null,331,331]
[null,null,null,null,null,null,null,null,null,null,null,null,null,null,null,null,null,null,null,null,null,null,null,null,null,null,null,null,null,null,null,null,null,null,null,null,null,null,null,null,null,null,null,null,null,null,null,null,null,null,null,null,332,332]
[null,null,null,null,null,null,null,null,null,null,null,null,null,null,null,null,null,null,null,null,null,null,null,null,null,null,null,null,null,null,null,null,null,null,null,null,null,null,null,null,null,null,null,null,null,null,null,null,null,null,null,null,333,333]
[null,null,null,null,null,null,null,null,null,null,null,null,null,null,null,null,null,null,null,null,null,null,null,null,null,null,null,null,null,null,null,null,null,null,null,null,null,null,null,null,null,null,null,null,null,null,null,null,null,null,null,null,334,334]
[null,null,null,null,null,null,null,null,null,null,null,null,null,null,null,null,null,null,null,null,null,null,null,null,null,null,null,null,null,null,null,null,null,null,null,null,null,null,null,null,null,null,null,null,null,null,null,null,null,null,null,null,335,335]
[null,null,null,null,null,null,null,null,null,null,null,null,null,null,null,null,null,null,null,null,null,null,null,null,null,null,null,null,null,null,null,null,null,null,null,null,null,null,null,null,null,null,null,null,null,null,null,null,null,null,null,null,336,336]
[null,null,null,null,null,null,null,null,null,null,null,null,null,null,null,null,null,null,null,null,null,null,null,null,null,null,null,null,null,null,null,null,null,null,null,null,null,null,null,null,null,null,null,null,null,null,null,null,null,null,null,null,337,337]
[null,null,null,null,null,null,null,null,null,null,null,null,null,null,null,null,null,null,null,null,null,null,null,null,null,null,null,null,null,null,null,null,null,null,null,null,null,null,null,null,null,null,null,null,null,null,null,null,null,null,null,null,338,338]
[null,null,null,null,null,null,null,null,null,null,null,null,null,null,null,null,null,null,null,null,null,null,null,null,null,null,null,null,null,null,null,null,null,null,null,null,null,null,null,null,null,null,null,null,null,null,null,null,null,null,null,null,339,339]
[null,null,null,null,null,null,null,null,null,null,null,null,null,null,null,null,null,null,null,null,null,null,null,null,null,null,null,null,null,null,null,null,null,null,null,null,null,null,null,null,null,null,null,null,null,null,null,null,null,null,null,null,340,340]
[null,null,null,null,null,null,null,null,null,null,null,null,null,null,null,null,null,null,null,null,null,null,null,null,null,null,null,null,null,null,null,null,null,null,null,null,null,null,null,null,null,null,null,null,null,null,null,null,null,null,null,null,341,341]
[null,null,null,null,null,null,null,null,null,null,null,null,null,null,null,null,null,null,null,null,null,null,null,null,null,null,null,null,null,null,null,null,null,null,null,null,null,null,null,null,null,null,null,null,null,null,null,null,null,null,null,null,342,342]
[null,null,null,null,null,null,null,null,null,null,null,null,null,null,null,null,null,null,null,null,null,null,null,null,null,null,null,null,null,null,null,null,null,null,null,null,null,null,null,null,null,null,null,null,null,null,null,null,null,null,null,null,343,343]
[null,null,null,null,null,null,null,null,null,null,null,null,null,null,null,null,null,null,null,null,null,null,null,null,null,null,null,null,null,null,null,null,null,null,null,null,null,null,null,null,null,null,null,null,null,null,null,null,null,null,null,null,344,344]
[null,null,null,null,null,null,null,null,null,null,null,null,null,null,null,null,null,null,null,null,null,null,null,null,null,null,null,null,null,null,null,null,null,null,null,null,null,null,null,null,null,null,null,null,null,null,null,null,null,null,null,null,345,345]
[null,null,null,null,null,null,null,null,null,null,null,null,null,null,null,null,null,null,null,null,null,null,null,null,null,null,null,null,null,null,null,null,null,null,null,null,null,null,null,null,null,null,null,null,null,null,null,null,null,null,null,null,346,346]
[null,null,null,null,null,null,null,null,null,null,null,null,null,null,null,null,null,null,null,null,null,null,null,null,null,null,null,null,null,null,null,null,null,null,null,null,null,null,null,null,null,null,null,null,null,null,null,null,null,null,null,null,347,347]
[null,null,null,null,null,null,null,null,null,null,null,null,null,null,null,null,null,null,null,null,null,null,null,null,null,null,null,null,null,null,null,null,null,null,null,null,null,null,null,null,null,null,null,null,null,null,null,null,null,null,null,null,348,348]
[null,null,null,null,null,null,null,null,null,null,null,null,null,null,null,null,null,null,null,null,null,null,null,null,null,null,null,null,null,null,null,null,null,null,null,null,null,null,null,null,null,null,null,null,null,null,null,null,null,null,null,null,349,349]
[null,null,null,null,null,null,null,null,null,null,null,null,null,null,null,null,null,null,null,null,null,null,null,null,null,null,null,null,null,null,null,null,null,null,null,null,null,null,null,null,null,null,null,null,null,null,null,null,null,null,null,null,350,350]
[null,null,null,null,null,null,null,null,null,null,null,null,null,null,null,null,null,null,null,null,null,null,null,null,null,null,null,null,null,null,null,null,null,null,null,null,null,null,null,null,null,null,null,null,null,null,null,null,null,null,null,null,351,351]
[null,null,null,null,null,null,null,null,null,null,null,null,null,null,null,null,null,null,null,null,null,null,null,null,null,null,null,null,null,null,null,null,null,null,null,null,null,null,null,null,null,null,null,null,null,null,null,null,null,null,null,null,352,352]
[null,null,null,null,null,null,null,null,null,null,null,null,null,null,null,null,null,null,null,null,null,null,null,null,null,null,null,null,null,null,null,null,null,null,null,null,null,null,null,null,null,null,null,null,null,null,null,null,null,null,null,null,353,353]
[null,null,null,null,null,null,null,null,null,null,null,null,null,null,null,null,null,null,null,null,null,null,null,null,null,null,null,null,null,null,null,null,null,null,null,null,null,null,null,null,null,null,null,null,null,null,null,null,null,null,null,null,354,354]
[null,null,null,null,null,null,null,null,null,null,null,null,null,null,null,null,null,null,null,null,null,null,null,null,null,null,null,null,null,null,null,null,null,null,null,null,null,null,null,null,null,null,null,null,null,null,null,null,null,null,null,null,355,355]
[null,null,null,null,null,null,null,null,null,null,null,null,null,null,null,null,null,null,null,null,null,null,null,null,null,null,null,null,null,null,null,null,null,null,null,null,null,null,null,null,null,null,null,null,null,null,null,null,null,null,null,null,356,356]
[null,null,null,null,null,null,null,null,null,null,null,null,null,null,null,null,null,null,null,null,null,null,null,null,null,null,null,null,null,null,null,null,null,null,null,null,null,null,null,null,null,null,null,null,null,null,null,null,null,null,null,null,357,357]
[null,null,null,null,null,null,null,null,null,null,null,null,null,null,null,null,null,null,null,null,null,null,null,null,null,null,null,null,null,null,null,null,null,null,null,null,null,null,null,null,null,null,null,null,null,null,null,null,null,null,null,null,358,358]
[null,null,null,null,null,null,null,null,null,null,null,null,null,null,null,null,null,null,null,null,null,null,null,null,null,null,null,null,null,null,null,null,null,null,null,null,null,null,null,null,null,null,null,null,null,null,null,null,null,null,null,null,359,359]
[null,null,null,null,null,null,null,null,null,null,null,null,null,null,null,null,null,null,null,null,null,null,null,null,null,null,null,null,null,null,null,null,null,null,null,null,null,null,null,null,null,null,null,null,null,null,null,null,null,null,null,null,360,360]
[null,null,null,null,null,null,null,null,null,null,null,null,null,null,null,null,null,null,null,null,null,null,null,null,null,null,null,null,null,null,null,null,null,null,null,null,null,null,null,null,null,null,null,null,null,null,null,null,null,null,null,null,361,361]
[null,null,null,null,null,null,null,null,null,null,null,null,null,null,null,null,null,null,null,null,null,null,null,null,null,null,null,null,null,null,null,null,null,null,null,null,null,null,null,null,null,null,null,null,null,null,null,null,null,null,null,null,362,362]
[null,null,null,null,null,null,null,null,null,null,null,null,null,null,null,null,null,null,null,null,null,null,null,null,null,null,null,null,null,null,null,null,null,null,null,null,null,null,null,null,null,null,null,null,null,null,null,null,null,null,null,null,363,363]
[null,null,null,null,null,null,null,null,null,null,null,null,null,null,null,null,null,null,null,null,null,null,null,null,null,null,null,null,null,null,null,null,null,null,null,null,null,null,null,null,null,null,null,null,null,null,null,null,null,null,null,null,364,364]
[null,null,null,null,null,null,null,null,null,null,null,null,null,null,null,null,null,null,null,null,null,null,null,null,null,null,null,null,null,null,null,null,null,null,null,null,null,null,null,null,null,null,null,null,null,null,null,null,null,null,null,null,365,365]
[null,null,null,null,null,null,null,null,null,null,null,null,null,null,null,null,null,null,null,null,null,null,null,null,null,null,null,null,null,null,null,null,null,null,null,null,null,null,null,null,null,null,null,null,null,null,null,null,null,null,null,null,366,366]
[null,null,null,null,null,null,null,null,null,null,null,null,null,null,null,null,null,null,null,null,null,null,null,null,null,null,null,null,null,null,null,null,null,null,null,null,null,null,null,null,null,null,null,null,null,null,null,null,null,null,null,null,367,367]
[null,null,null,null,null,null,null,null,null,null,null,null,null,null,null,null,null,null,null,null,null,null,null,null,null,null,null,null,null,null,null,null,null,null,null,null,null,null,null,null,null,null,null,null,null,null,null,null,null,null,null,null,368,368]
[null,null,null,null,null,null,null,null,null,null,null,null,null,null,null,null,null,null,null,null,null,null,null,null,null,null,null,null,null,null,null,null,null,null,null,null,null,null,null,null,null,null,null,null,null,null,null,null,null,null,null,null,369,369]
[null,null,null,null,null,null,null,null,null,null,null,null,null,null,null,null,null,null,null,null,null,null,null,null,null,null,null,null,null,null,null,null,null,null,null,null,null,null,null,null,null,null,null,null,null,null,null,null,null,null,null,null,370,370]
[null,null,null,null,null,null,null,null,null,null,null,null,null,null,null,null,null,null,null,null,null,null,null,null,null,null,null,null,null,null,null,null,null,null,null,null,null,null,null,null,null,null,null,null,null,null,null,null,null,null,null,null,371,371]
[null,null,null,null,null,null,null,null,null,null,null,null,null,null,null,null,null,null,null,null,null,null,null,null,null,null,null,null,null,null,null,null,null,null,null,null,null,null,null,null,null,null,null,null,null,null,null,null,null,null,null,null,372,372]
[null,null,null,null,null,null,null,null,null,null,null,null,null,null,null,null,null,null,null,null,null,null,null,null,null,null,null,null,null,null,null,null,null,null,null,null,null,null,null,null,null,null,null,null,null,null,null,null,null,null,null,null,373,373]
[null,null,null,null,null,null,null,null,null,null,null,null,null,null,null,null,null,null,null,null,null,null,null,null,null,null,null,null,null,null,null,null,null,null,null,null,null,null,null,null,null,null,null,null,null,null,null,null,null,null,null,null,374,374]
[null,null,null,null,null,null,null,null,null,null,null,null,null,null,null,null,null,null,null,null,null,null,null,null,null,null,null,null,null,null,null,null,null,null,null,null,null,null,null,null,null,null,null,null,null,null,null,null,null,null,null,null,375,375]
[null,null,null,null,null,null,null,null,null,null,null,null,null,null,null,null,null,null,null,null,null,null,null,null,null,null,null,null,null,null,null,null,null,null,null,null,null,null,null,null,null,null,null,null,null,null,null,null,null,null,null,null,376,376]
[null,null,null,null,null,null,null,null,null,null,null,null,null,null,null,null,null,null,null,null,null,null,null,null,null,null,null,null,null,null,null,null,null,null,null,null,null,null,null,null,null,null,null,null,null,null,null,null,null,null,null,null,377,377]
[null,null,null,null,null,null,null,null,null,null,null,null,null,null,null,null,null,null,null,null,null,null,null,null,null,null,null,null,null,null,null,null,null,null,null,null,null,null,null,null,null,null,null,null,null,null,null,null,null,null,null,null,378,378]
[null,null,null,null,null,null,null,null,null,null,null,null,null,null,null,null,null,null,null,null,null,null,null,null,null,null,null,null,null,null,null,null,null,null,null,null,null,null,null,null,null,null,null,null,null,null,null,null,null,null,null,null,379,379]
[null,null,null,null,null,null,null,null,null,null,null,null,null,null,null,null,null,null,null,null,null,null,null,null,null,null,null,null,null,null,null,null,null,null,null,null,null,null,null,null,null,null,null,null,null,null,null,null,null,null,null,null,380,380]
[null,null,null,null,null,null,null,null,null,null,null,null,null,null,null,null,null,null,null,null,null,null,null,null,null,null,null,null,null,null,null,null,null,null,null,null,null,null,null,null,null,null,null,null,null,null,null,null,null,null,null,null,381,381]
[null,null,null,null,null,null,null,null,null,null,null,null,null,null,null,null,null,null,null,null,null,null,null,null,null,null,null,null,null,null,null,null,null,null,null,null,null,null,null,null,null,null,null,null,null,null,null,null,null,null,null,null,382,382]
[null,null,null,null,null,null,null,null,null,null,null,null,null,null,null,null,null,null,null,null,null,null,null,null,null,null,null,null,null,null,null,null,null,null,null,null,null,null,null,null,null,null,null,null,null,null,null,null,null,null,null,null,383,383]
[null,null,null,null,null,null,null,null,null,null,null,null,null,null,null,null,null,null,null,null,null,null,null,null,null,null,null,null,null,null,null,null,null,null,null,null,null,null,null,null,null,null,null,null,null,null,null,null,null,null,null,null,384,384]
[null,null,null,null,null,null,null,null,null,null,null,null,null,null,null,null,null,null,null,null,null,null,null,null,null,null,null,null,null,null,null,null,null,null,null,null,null,null,null,null,null,null,null,null,null,null,null,null,null,null,null,null,385,385]
[null,null,null,null,null,null,null,null,null,null,null,null,null,null,null,null,null,null,null,null,null,null,null,null,null,null,null,null,null,null,null,null,null,null,null,null,null,null,null,null,null,null,null,null,null,null,null,null,null,null,null,null,386,386]
[null,null,null,null,null,null,null,null,null,null,null,null,null,null,null,null,null,null,null,null,null,null,null,null,null,null,null,null,null,null,null,null,null,null,null,null,null,null,null,null,null,null,null,null,null,null,null,null,null,null,null,null,387,387]
[null,null,null,null,null,null,null,null,null,null,null,null,null,null,null,null,null,null,null,null,null,null,null,null,null,null,null,null,null,null,null,null,null,null,null,null,null,null,null,null,null,null,null,null,null,null,null,null,null,null,null,null,388,388]
[null,null,null,null,null,null,null,null,null,null,null,null,null,null,null,null,null,null,null,null,null,null,null,null,null,null,null,null,null,null,null,null,null,null,null,null,null,null,null,null,null,null,null,null,null,null,null,null,null,null,null,null,389,389]
[null,null,null,null,null,null,null,null,null,null,null,null,null,null,null,null,null,null,null,null,null,null,null,null,null,null,null,null,null,null,null,null,null,null,null,null,null,null,null,null,null,null,null,null,null,null,null,null,null,null,null,null,390,390]
[null,null,null,null,null,null,null,null,null,null,null,null,null,null,null,null,null,null,null,null,null,null,null,null,null,null,null,null,null,null,null,null,null,null,null,null,null,null,null,null,null,null,null,null,null,null,null,null,null,null,null,null,391,391]
[null,null,null,null,null,null,null,null,null,null,null,null,null,null,null,null,null,null,null,null,null,null,null,null,null,null,null,null,null,null,null,null,null,null,null,null,null,null,null,null,null,null,null,null,null,null,null,null,null,null,null,null,392,392]
[null,null,null,null,null,null,null,null,null,null,null,null,null,null,null,null,null,null,null,null,null,null,null,null,null,null,null,null,null,null,null,null,null,null,null,null,null,null,null,null,null,null,null,null,null,null,null,null,null,null,null,null,393,393]
[null,null,null,null,null,null,null,null,null,null,null,null,null,null,null,null,null,null,null,null,null,null,null,null,null,null,null,null,null,null,null,null,null,null,null,null,null,null,null,null,null,null,null,null,null,null,null,null,null,null,null,null,394,394]
[null,null,null,null,null,null,null,null,null,null,null,null,null,null,null,null,null,null,null,null,null,null,null,null,null,null,null,null,null,null,null,null,null,null,null,null,null,null,null,null,null,null,null,null,null,null,null,null,null,null,null,null,395,395]
[null,null,null,null,null,null,null,null,null,null,null,null,null,null,null,null,null,null,null,null,null,null,null,null,null,null,null,null,null,null,null,null,null,null,null,null,null,null,null,null,null,null,null,null,null,null,null,null,null,null,null,null,396,396]
[null,null,null,null,null,null,null,null,null,null,null,null,null,null,null,null,null,null,null,null,null,null,null,null,null,null,null,null,null,null,null,null,null,null,null,null,null,null,null,null,null,null,null,null,null,null,null,null,null,null,null,null,397,397]
[null,null,null,null,null,null,null,null,null,null,null,null,null,null,null,null,null,null,null,null,null,null,null,null,null,null,null,null,null,null,null,null,null,null,null,null,null,null,null,null,null,null,null,null,null,null,null,null,null,null,null,null,398,398]
[null,null,null,null,null,null,null,null,null,null,null,null,null,null,null,null,null,null,null,null,null,null,null,null,null,null,null,null,null,null,null,null,null,null,null,null,null,null,null,null,null,null,null,null,null,null,null,null,null,null,null,null,399,399]
[null,null,null,null,null,null,null,null,null,null,null,null,null,null,null,null,null,null,null,null,null,null,null,null,null,null,null,null,null,null,null,null,null,null,null,null,null,null,null,null,null,null,null,null,null,null,null,null,null,null,null,null,400,400]
[null,null,null,null,null,null,null,null,null,null,null,null,null,null,null,null,null,null,null,null,null,null,null,null,null,null,null,null,null,null,null,null,null,null,null,null,null,null,null,null,null,null,null,null,null,null,null,null,null,null,null,null,401,401]
[null,null,null,null,null,null,null,null,null,null,null,null,null,null,null,null,null,null,null,null,null,null,null,null,null,null,null,null,null,null,null,null,null,null,null,null,null,null,null,null,null,null,null,null,null,null,null,null,null,null,null,null,402,402]
[null,null,null,null,null,null,null,null,null,null,null,null,null,null,null,null,null,null,null,null,null,null,null,null,null,null,null,null,null,null,null,null,null,null,null,null,null,null,null,null,null,null,null,null,null,null,null,null,null,null,null,null,403,403]
[null,null,null,null,null,null,null,null,null,null,null,null,null,null,null,null,null,null,null,null,null,null,null,null,null,null,null,null,null,null,null,null,null,null,null,null,null,null,null,null,null,null,null,null,null,null,null,null,null,null,null,null,404,404]
[null,null,null,null,null,null,null,null,null,null,null,null,null,null,null,null,null,null,null,null,null,null,null,null,null,null,null,null,null,null,null,null,null,null,null,null,null,null,null,null,null,null,null,null,null,null,null,null,null,null,null,null,405,405]
[null,null,null,null,null,null,null,null,null,null,null,null,null,null,null,null,null,null,null,null,null,null,null,null,null,null,null,null,null,null,null,null,null,null,null,null,null,null,null,null,null,null,null,null,null,null,null,null,null,null,null,null,406,406]
[null,null,null,null,null,null,null,null,null,null,null,null,null,null,null,null,null,null,null,null,null,null,null,null,null,null,null,null,null,null,null,null,null,null,null,null,null,null,null,null,null,null,null,null,null,null,null,null,null,null,null,null,407,407]
[null,null,null,null,null,null,null,null,null,null,null,null,null,null,null,null,null,null,null,null,null,null,null,null,null,null,null,null,null,null,null,null,null,null,null,null,null,null,null,null,null,null,null,null,null,null,null,null,null,null,null,null,408,408]
[null,null,null,null,null,null,null,null,null,null,null,null,null,null,null,null,null,null,null,null,null,null,null,null,null,null,null,null,null,null,null,null,null,null,null,null,null,null,null,null,null,null,null,null,null,null,null,null,null,null,null,null,409,409]
[null,null,null,null,null,null,null,null,null,null,null,null,null,null,null,null,null,null,null,null,null,null,null,null,null,null,null,null,null,null,null,null,null,null,null,null,null,null,null,null,null,null,null,null,null,null,null,null,null,null,null,null,410,410]
[null,null,null,null,null,null,null,null,null,null,null,null,null,null,null,null,null,null,null,null,null,null,null,null,null,null,null,null,null,null,null,null,null,null,null,null,null,null,null,null,null,null,null,null,null,null,null,null,null,null,null,null,411,411]
[null,null,null,null,null,null,null,null,null,null,null,null,null,null,null,null,null,null,null,null,null,null,null,null,null,null,null,null,null,null,null,null,null,null,null,null,null,null,null,null,null,null,null,null,null,null,null,null,null,null,null,null,412,412]
[null,null,null,null,null,null,null,null,null,null,null,null,null,null,null,null,null,null,null,null,null,null,null,null,null,null,null,null,null,null,null,null,null,null,null,null,null,null,null,null,null,null,null,null,null,null,null,null,null,null,null,null,413,413]
[null,null,null,null,null,null,null,null,null,null,null,null,null,null,null,null,null,null,null,null,null,null,null,null,null,null,null,null,null,null,null,null,null,null,null,null,null,null,null,null,null,null,null,null,null,null,null,null,null,null,null,null,414,414]
[null,null,null,null,null,null,null,null,null,null,null,null,null,null,null,null,null,null,null,null,null,null,null,null,null,null,null,null,null,null,null,null,null,null,null,null,null,null,null,null,null,null,null,null,null,null,null,null,null,null,null,null,415,415]
[null,null,null,null,null,null,null,null,null,null,null,null,null,null,null,null,null,null,null,null,null,null,null,null,null,null,null,null,null,null,null,null,null,null,null,null,null,null,null,null,null,null,null,null,null,null,null,null,null,null,null,null,416,416]
[null,null,null,null,null,null,null,null,null,null,null,null,null,null,null,null,null,null,null,null,null,null,null,null,null,null,null,null,null,null,null,null,null,null,null,null,null,null,null,null,null,null,null,null,null,null,null,null,null,null,null,null,417,417]
[null,null,null,null,null,null,null,null,null,null,null,null,null,null,null,null,null,null,null,null,null,null,null,null,null,null,null,null,null,null,null,null,null,null,null,null,null,null,null,null,null,null,null,null,null,null,null,null,null,null,null,null,418,418]
[null,null,null,null,null,null,null,null,null,null,null,null,null,null,null,null,null,null,null,null,null,null,null,null,null,null,null,null,null,null,null,null,null,null,null,null,null,null,null,null,null,null,null,null,null,null,null,null,null,null,null,null,419,419]
[null,null,null,null,null,null,null,null,null,null,null,null,null,null,null,null,null,null,null,null,null,null,null,null,null,null,null,null,null,null,null,null,null,null,null,null,null,null,null,null,null,null,null,null,null,null,null,null,null,null,null,null,420,420]
[null,null,null,null,null,null,null,null,null,null,null,null,null,null,null,null,null,null,null,null,null,null,null,null,null,null,null,null,null,null,null,null,null,null,null,null,null,null,null,null,null,null,null,null,null,null,null,null,null,null,null,null,421,421]
[null,null,null,null,null,null,null,null,null,null,null,null,null,null,null,null,null,null,null,null,null,null,null,null,null,null,null,null,null,null,null,null,null,null,null,null,null,null,null,null,null,null,null,null,null,null,null,null,null,null,null,null,422,422]
[null,null,null,null,null,null,null,null,null,null,null,null,null,null,null,null,null,null,null,null,null,null,null,null,null,null,null,null,null,null,null,null,null,null,null,null,null,null,null,null,null,null,null,null,null,null,null,null,null,null,null,null,423,423]
[null,null,null,null,null,null,null,null,null,null,null,null,null,null,null,null,null,null,null,null,null,null,null,null,null,null,null,null,null,null,null,null,null,null,null,null,null,null,null,null,null,null,null,null,null,null,null,null,null,null,null,null,424,424]
[null,null,null,null,null,null,null,null,null,null,null,null,null,null,null,null,null,null,null,null,null,null,null,null,null,null,null,null,null,null,null,null,null,null,null,null,null,null,null,null,null,null,null,null,null,null,null,null,null,null,null,null,425,425]
[null,null,null,null,null,null,null,null,null,null,null,null,null,null,null,null,null,null,null,null,null,null,null,null,null,null,null,null,null,null,null,null,null,null,null,null,null,null,null,null,null,null,null,null,null,null,null,null,null,null,null,null,426,426]
[null,null,null,null,null,null,null,null,null,null,null,null,null,null,null,null,null,null,null,null,null,null,null,null,null,null,null,null,null,null,null,null,null,null,null,null,null,null,null,null,null,null,null,null,null,null,null,null,null,null,null,null,427,427]
[null,null,null,null,null,null,null,null,null,null,null,null,null,null,null,null,null,null,null,null,null,null,null,null,null,null,null,null,null,null,null,null,null,null,null,null,null,null,null,null,null,null,null,null,null,null,null,null,null,null,null,null,428,428]
[null,null,null,null,null,null,null,null,null,null,null,null,null,null,null,null,null,null,null,null,null,null,null,null,null,null,null,null,null,null,null,null,null,null,null,null,null,null,null,null,null,null,null,null,null,null,null,null,null,null,null,null,429,429]
[null,null,null,null,null,null,null,null,null,null,null,null,null,null,null,null,null,null,null,null,null,null,null,null,null,null,null,null,null,null,null,null,null,null,null,null,null,null,null,null,null,null,null,null,null,null,null,null,null,null,null,null,430,430]
[null,null,null,null,null,null,null,null,null,null,null,null,null,null,null,null,null,null,null,null,null,null,null,null,null,null,null,null,null,null,null,null,null,null,null,null,null,null,null,null,null,null,null,null,null,null,null,null,null,null,null,null,431,431]
[null,null,null,null,null,null,null,null,null,null,null,null,null,null,null,null,null,null,null,null,null,null,null,null,null,null,null,null,null,null,null,null,null,null,null,null,null,null,null,null,null,null,null,null,null,null,null,null,null,null,null,null,432,432]
[null,null,null,null,null,null,null,null,null,null,null,null,null,null,null,null,null,null,null,null,null,null,null,null,null,null,null,null,null,null,null,null,null,null,null,null,null,null,null,null,null,null,null,null,null,null,null,null,null,null,null,null,433,433]
[null,null,null,null,null,null,null,null,null,null,null,null,null,null,null,null,null,null,null,null,null,null,null,null,null,null,null,null,null,null,null,null,null,null,null,null,null,null,null,null,null,null,null,null,null,null,null,null,null,null,null,null,434,434]
[null,null,null,null,null,null,null,null,null,null,null,null,null,null,null,null,null,null,null,null,null,null,null,null,null,null,null,null,null,null,null,null,null,null,null,null,null,null,null,null,null,null,null,null,null,null,null,null,null,null,null,null,435,435]
[null,null,null,null,null,null,null,null,null,null,null,null,null,null,null,null,null,null,null,null,null,null,null,null,null,null,null,null,null,null,null,null,null,null,null,null,null,null,null,null,null,null,null,null,null,null,null,null,null,null,null,null,436,436]
[null,null,null,null,null,null,null,null,null,null,null,null,null,null,null,null,null,null,null,null,null,null,null,null,null,null,null,null,null,null,null,null,null,null,null,null,null,null,null,null,null,null,null,null,null,null,null,null,null,null,null,null,437,437]
[null,null,null,null,null,null,null,null,null,null,null,null,null,null,null,null,null,null,null,null,null,null,null,null,null,null,null,null,null,null,null,null,null,null,null,null,null,null,null,null,null,null,null,null,null,null,null,null,null,null,null,null,438,438]
[null,null,null,null,null,null,null,null,null,null,null,null,null,null,null,null,null,null,null,null,null,null,null,null,null,null,null,null,null,null,null,null,null,null,null,null,null,null,null,null,null,null,null,null,null,null,null,null,null,null,null,null,439,439]
[null,null,null,null,null,null,null,null,null,null,null,null,null,null,null,null,null,null,null,null,null,null,null,null,null,null,null,null,null,null,null,null,null,null,null,null,null,null,null,null,null,null,null,null,null,null,null,null,null,null,null,null,440,440]
[null,null,null,null,null,null,null,null,null,null,null,null,null,null,null,null,null,null,null,null,null,null,null,null,null,null,null,null,null,null,null,null,null,null,null,null,null,null,null,null,null,null,null,null,null,null,null,null,null,null,null,null,441,441]
[null,null,null,null,null,null,null,null,null,null,null,null,null,null,null,null,null,null,null,null,null,null,null,null,null,null,null,null,null,null,null,null,null,null,null,null,null,null,null,null,null,null,null,null,null,null,null,null,null,null,null,null,442,442]
[null,null,null,null,null,null,null,null,null,null,null,null,null,null,null,null,null,null,null,null,null,null,null,null,null,null,null,null,null,null,null,null,null,null,null,null,null,null,null,null,null,null,null,null,null,null,null,null,null,null,null,null,443,443]
[null,null,null,null,null,null,null,null,null,null,null,null,null,null,null,null,null,null,null,null,null,null,null,null,null,null,null,null,null,null,null,null,null,null,null,null,null,null,null,null,null,null,null,null,null,null,null,null,null,null,null,null,444,444]
[null,null,null,null,null,null,null,null,null,null,null,null,null,null,null,null,null,null,null,null,null,null,null,null,null,null,null,null,null,null,null,null,null,null,null,null,null,null,null,null,null,null,null,null,null,null,null,null,null,null,null,null,445,445]
[null,null,null,null,null,null,null,null,null,null,null,null,null,null,null,null,null,null,null,null,null,null,null,null,null,null,null,null,null,null,null,null,null,null,null,null,null,null,null,null,null,null,null,null,null,null,null,null,null,null,null,null,446,446]
[null,null,null,null,null,null,null,null,null,null,null,null,null,null,null,null,null,null,null,null,null,null,null,null,null,null,null,null,null,null,null,null,null,null,null,null,null,null,null,null,null,null,null,null,null,null,null,null,null,null,null,null,447,447]
[null,null,null,null,null,null,null,null,null,null,null,null,null,null,null,null,null,null,null,null,null,null,null,null,null,null,null,null,null,null,null,null,null,null,null,null,null,null,null,null,null,null,null,null,null,null,null,null,null,null,null,null,448,448]
[null,null,null,null,null,null,null,null,null,null,null,null,null,null,null,null,null,null,null,null,null,null,null,null,null,null,null,null,null,null,null,null,null,null,null,null,null,null,null,null,null,null,null,null,null,null,null,null,null,null,null,null,449,449]
[null,null,null,null,null,null,null,null,null,null,null,null,null,null,null,null,null,null,null,null,null,null,null,null,null,null,null,null,null,null,null,null,null,null,null,null,null,null,null,null,null,null,null,null,null,null,null,null,null,null,null,null,450,450]
[null,null,null,null,null,null,null,null,null,null,null,null,null,null,null,null,null,null,null,null,null,null,null,null,null,null,null,null,null,null,null,null,null,null,null,null,null,null,null,null,null,null,null,null,null,null,null,null,null,null,null,null,451,451]
[null,null,null,null,null,null,null,null,null,null,null,null,null,null,null,null,null,null,null,null,null,null,null,null,null,null,null,null,null,null,null,null,null,null,null,null,null,null,null,null,null,null,null,null,null,null,null,null,null,null,null,null,452,452]
[null,null,null,null,null,null,null,null,null,null,null,null,null,null,null,null,null,null,null,null,null,null,null,null,null,null,null,null,null,null,null,null,null,null,null,null,null,null,null,null,null,null,null,null,null,null,null,null,null,null,null,null,453,453]
[null,null,null,null,null,null,null,null,null,null,null,null,null,null,null,null,null,null,null,null,null,null,null,null,null,null,null,null,null,null,null,null,null,null,null,null,null,null,null,null,null,null,null,null,null,null,null,null,null,null,null,null,454,454]
[null,null,null,null,null,null,null,null,null,null,null,null,null,null,null,null,null,null,null,null,null,null,null,null,null,null,null,null,null,null,null,null,null,null,null,null,null,null,null,null,null,null,null,null,null,null,null,null,null,null,null,null,455,455]
[null,null,null,null,null,null,null,null,null,null,null,null,null,null,null,null,null,null,null,null,null,null,null,null,null,null,null,null,null,null,null,null,null,null,null,null,null,null,null,null,null,null,null,null,null,null,null,null,null,null,null,null,456,456]
[null,null,null,null,null,null,null,null,null,null,null,null,null,null,null,null,null,null,null,null,null,null,null,null,null,null,null,null,null,null,null,null,null,null,null,null,null,null,null,null,null,null,null,null,null,null,null,null,null,null,null,null,457,457]
[null,null,null,null,null,null,null,null,null,null,null,null,null,null,null,null,null,null,null,null,null,null,null,null,null,null,null,null,null,null,null,null,null,null,null,null,null,null,null,null,null,null,null,null,null,null,null,null,null,null,null,null,458,458]
[null,null,null,null,null,null,null,null,null,null,null,null,null,null,null,null,null,null,null,null,null,null,null,null,null,null,null,null,null,null,null,null,null,null,null,null,null,null,null,null,null,null,null,null,null,null,null,null,null,null,null,null,459,459]
[null,null,null,null,null,null,null,null,null,null,null,null,null,null,null,null,null,null,null,null,null,null,null,null,null,null,null,null,null,null,null,null,null,null,null,null,null,null,null,null,null,null,null,null,null,null,null,null,null,null,null,null,460,460]
[null,null,null,null,null,null,null,null,null,null,null,null,null,null,null,null,null,null,null,null,null,null,null,null,null,null,null,null,null,null,null,null,null,null,null,null,null,null,null,null,null,null,null,null,null,null,null,null,null,null,null,null,461,461]
[null,null,null,null,null,null,null,null,null,null,null,null,null,null,null,null,null,null,null,null,null,null,null,null,null,null,null,null,null,null,null,null,null,null,null,null,null,null,null,null,null,null,null,null,null,null,null,null,null,null,null,null,462,462]
[null,null,null,null,null,null,null,null,null,null,null,null,null,null,null,null,null,null,null,null,null,null,null,null,null,null,null,null,null,null,null,null,null,null,null,null,null,null,null,null,null,null,null,null,null,null,null,null,null,null,null,null,463,463]
[null,null,null,null,null,null,null,null,null,null,null,null,null,null,null,null,null,null,null,null,null,null,null,null,null,null,null,null,null,null,null,null,null,null,null,null,null,null,null,null,null,null,null,null,null,null,null,null,null,null,null,null,464,464]
[null,null,null,null,null,null,null,null,null,null,null,null,null,null,null,null,null,null,null,null,null,null,null,null,null,null,null,null,null,null,null,null,null,null,null,null,null,null,null,null,null,null,null,null,null,null,null,null,null,null,null,null,465,465]
[null,null,null,null,null,null,null,null,null,null,null,null,null,null,null,null,null,null,null,null,null,null,null,null,null,null,null,null,null,null,null,null,null,null,null,null,null,null,null,null,null,null,null,null,null,null,null,null,null,null,null,null,466,466]
[null,null,null,null,null,null,null,null,null,null,null,null,null,null,null,null,null,null,null,null,null,null,null,null,null,null,null,null,null,null,null,null,null,null,null,null,null,null,null,null,null,null,null,null,null,null,null,null,null,null,null,null,467,467]
[null,null,null,null,null,null,null,null,null,null,null,null,null,null,null,null,null,null,null,null,null,null,null,null,null,null,null,null,null,null,null,null,null,null,null,null,null,null,null,null,null,null,null,null,null,null,null,null,null,null,null,null,468,468]
[null,null,null,null,null,null,null,null,null,null,null,null,null,null,null,null,null,null,null,null,null,null,null,null,null,null,null,null,null,null,null,null,null,null,null,null,null,null,null,null,null,null,null,null,null,null,null,null,null,null,null,null,469,469]
[null,null,null,null,null,null,null,null,null,null,null,null,null,null,null,null,null,null,null,null,null,null,null,null,null,null,null,null,null,null,null,null,null,null,null,null,null,null,null,null,null,null,null,null,null,null,null,null,null,null,null,null,470,470]
[null,null,null,null,null,null,null,null,null,null,null,null,null,null,null,null,null,null,null,null,null,null,null,null,null,null,null,null,null,null,null,null,null,null,null,null,null,null,null,null,null,null,null,null,null,null,null,null,null,null,null,null,471,471]
[null,null,null,null,null,null,null,null,null,null,null,null,null,null,null,null,null,null,null,null,null,null,null,null,null,null,null,null,null,null,null,null,null,null,null,null,null,null,null,null,null,null,null,null,null,null,null,null,null,null,null,null,472,472]
[null,null,null,null,null,null,null,null,null,null,null,null,null,null,null,null,null,null,null,null,null,null,null,null,null,null,null,null,null,null,null,null,null,null,null,null,null,null,null,null,null,null,null,null,null,null,null,null,null,null,null,null,473,473]
[null,null,null,null,null,null,null,null,null,null,null,null,null,null,null,null,null,null,null,null,null,null,null,null,null,null,null,null,null,null,null,null,null,null,null,null,null,null,null,null,null,null,null,null,null,null,null,null,null,null,null,null,474,474]
[null,null,null,null,null,null,null,null,null,null,null,null,null,null,null,null,null,null,null,null,null,null,null,null,null,null,null,null,null,null,null,null,null,null,null,null,null,null,null,null,null,null,null,null,null,null,null,null,null,null,null,null,475,475]
[null,null,null,null,null,null,null,null,null,null,null,null,null,null,null,null,null,null,null,null,null,null,null,null,null,null,null,null,null,null,null,null,null,null,null,null,null,null,null,null,null,null,null,null,null,null,null,null,null,null,null,null,476,476]
[null,null,null,null,null,null,null,null,null,null,null,null,null,null,null,null,null,null,null,null,null,null,null,null,null,null,null,null,null,null,null,null,null,null,null,null,null,null,null,null,null,null,null,null,null,null,null,null,null,null,null,null,477,477]
[null,null,null,null,null,null,null,null,null,null,null,null,null,null,null,null,null,null,null,null,null,null,null,null,null,null,null,null,null,null,null,null,null,null,null,null,null,null,null,null,null,null,null,null,null,null,null,null,null,null,null,null,478,478]
[null,null,null,null,null,null,null,null,null,null,null,null,null,null,null,null,null,null,null,null,null,null,null,null,null,null,null,null,null,null,null,null,null,null,null,null,null,null,null,null,null,null,null,null,null,null,null,null,null,null,null,null,479,479]
[null,null,null,null,null,null,null,null,null,null,null,null,null,null,null,null,null,null,null,null,null,null,null,null,null,null,null,null,null,null,null,null,null,null,null,null,null,null,null,null,null,null,null,null,null,null,null,null,null,null,null,null,480,480]
[null,null,null,null,null,null,null,null,null,null,null,null,null,null,null,null,null,null,null,null,null,null,null,null,null,null,null,null,null,null,null,null,null,null,null,null,null,null,null,null,null,null,null,null,null,null,null,null,null,null,null,null,481,481]
[null,null,null,null,null,null,null,null,null,null,null,null,null,null,null,null,null,null,null,null,null,null,null,null,null,null,null,null,null,null,null,null,null,null,null,null,null,null,null,null,null,null,null,null,null,null,null,null,null,null,null,null,482,482]
[null,null,null,null,null,null,null,null,null,null,null,null,null,null,null,null,null,null,null,null,null,null,null,null,null,null,null,null,null,null,null,null,null,null,null,null,null,null,null,null,null,null,null,null,null,null,null,null,null,null,null,null,483,483]
[null,null,null,null,null,null,null,null,null,null,null,null,null,null,null,null,null,null,null,null,null,null,null,null,null,null,null,null,null,null,null,null,null,null,null,null,null,null,null,null,null,null,null,null,null,null,null,null,null,null,null,null,484,484]
[null,null,null,null,null,null,null,null,null,null,null,null,null,null,null,null,null,null,null,null,null,null,null,null,null,null,null,null,null,null,null,null,null,null,null,null,null,null,null,null,null,null,null,null,null,null,null,null,null,null,null,null,485,485]
[null,null,null,null,null,null,null,null,null,null,null,null,null,null,null,null,null,null,null,null,null,null,null,null,null,null,null,null,null,null,null,null,null,null,null,null,null,null,null,null,null,null,null,null,null,null,null,null,null,null,null,null,486,486]
[null,null,null,null,null,null,null,null,null,null,null,null,null,null,null,null,null,null,null,null,null,null,null,null,null,null,null,null,null,null,null,null,null,null,null,null,null,null,null,null,null,null,null,null,null,null,null,null,null,null,null,null,487,487]
[null,null,null,null,null,null,null,null,null,null,null,null,null,null,null,null,null,null,null,null,null,null,null,null,null,null,null,null,null,null,null,null,null,null,null,null,null,null,null,null,null,null,null,null,null,null,null,null,null,null,null,null,488,488]
[null,null,null,null,null,null,null,null,null,null,null,null,null,null,null,null,null,null,null,null,null,null,null,null,null,null,null,null,null,null,null,null,null,null,null,null,null,null,null,null,null,null,null,null,null,null,null,null,null,null,null,null,489,489]
[null,null,null,null,null,null,null,null,null,null,null,null,null,null,null,null,null,null,null,null,null,null,null,null,null,null,null,null,null,null,null,null,null,null,null,null,null,null,null,null,null,null,null,null,null,null,null,null,null,null,null,null,490,490]
[null,null,null,null,null,null,null,null,null,null,null,null,null,null,null,null,null,null,null,null,null,null,null,null,null,null,null,null,null,null,null,null,null,null,null,null,null,null,null,null,null,null,null,null,null,null,null,null,null,null,null,null,491,491]
[null,null,null,null,null,null,null,null,null,null,null,null,null,null,null,null,null,null,null,null,null,null,null,null,null,null,null,null,null,null,null,null,null,null,null,null,null,null,null,null,null,null,null,null,null,null,null,null,null,null,null,null,492,492]
[null,null,null,null,null,null,null,null,null,null,null,null,null,null,null,null,null,null,null,null,null,null,null,null,null,null,null,null,null,null,null,null,null,null,null,null,null,null,null,null,null,null,null,null,null,null,null,null,null,null,null,null,493,493]
[null,null,null,null,null,null,null,null,null,null,null,null,null,null,null,null,null,null,null,null,null,null,null,null,null,null,null,null,null,null,null,null,null,null,null,null,null,null,null,null,null,null,null,null,null,null,null,null,null,null,null,null,494,494]
[null,null,null,null,null,null,null,null,null,null,null,null,null,null,null,null,null,null,null,null,null,null,null,null,null,null,null,null,null,null,null,null,null,null,null,null,null,null,null,null,null,null,null,null,null,null,null,null,null,null,null,null,495,495]
[null,null,null,null,null,null,null,null,null,null,null,null,null,null,null,null,null,null,null,null,null,null,null,null,null,null,null,null,null,null,null,null,null,null,null,null,null,null,null,null,null,null,null,null,null,null,null,null,null,null,null,null,496,496]
[null,null,null,null,null,null,null,null,null,null,null,null,null,null,null,null,null,null,null,null,null,null,null,null,null,null,null,null,null,null,null,null,null,null,null,null,null,null,null,null,null,null,null,null,null,null,null,null,null,null,null,null,497,497]
[null,null,null,null,null,null,null,null,null,null,null,null,null,null,null,null,null,null,null,null,null,null,null,null,null,null,null,null,null,null,null,null,null,null,null,null,null,null,null,null,null,null,null,null,null,null,null,null,null,null,null,null,498,498]
[null,null,null,null,null,null,null,null,null,null,null,null,null,null,null,null,null,null,null,null,null,null,null,null,null,null,null,null,null,null,null,null,null,null,null,null,null,null,null,null,null,null,null,null,null,null,null,null,null,null,null,null,499,499]
[null,null,null,null,null,null,null,null,null,null,null,null,null,null,null,null,null,null,null,null,null,null,null,null,null,null,null,null,null,null,null,null,null,null,null,null,null,null,null,null,null,null,null,null,null,null,null,null,null,null,null,null,500,500]
[null,null,null,null,null,null,null,null,null,null,null,null,null,null,null,null,null,null,null,null,null,null,null,null,null,null,null,null,null,null,null,null,null,null,null,null,null,null,null,null,null,null,null,null,null,null,null,null,null,null,null,null,501,501]
[null,null,null,null,null,null,null,null,null,null,null,null,null,null,null,null,null,null,null,null,null,null,null,null,null,null,null,null,null,null,null,null,null,null,null,null,null,null,null,null,null,null,null,null,null,null,null,null,null,null,null,null,502,502]
[null,null,null,null,null,null,null,null,null,null,null,null,null,null,null,null,null,null,null,null,null,null,null,null,null,null,null,null,null,null,null,null,null,null,null,null,null,null,null,null,null,null,null,null,null,null,null,null,null,null,null,null,503,503]

{"sheet":"Home","index":1,"n_rows":25,"n_cols":39,"rows_kept":25,"cut":false,"hidden":false,"merged":[[1,1,1,10],[24,1,26,8],[13,4,13,7],[3,4,3,9],[5,4,5,9],[7,4,7,9],[9,4,9,9],[11,4,11,7]]}
[null,null,null,null,null,null,null,null,null,null,null,null,null,null,null,null,null,null,null,null,null,null,null,null,null,null,null,null,null,null,null,null,null,null,null,null,null,null,"No Selection"]
[null,"Simplex Battery Calculator",null,null,null,null,null,null,null,null,null,null,null,null,null,null,null,null,null,null,null,null,null,null,null,null,null,null,null,null,null,null,null,null,null,null,null,null,"Loading%"]
[null,null,null,null,null,null,null,null,null,null,null,null,null,null,null,null,null,null,null,null,null,null,null,null,null,null,null,null,null,null,null,null,null,null,null,null,null,null,"Field Device"]
[null,{"$f":"IF(ISBLANK(E4),0,1)","v":1},"Project Name",null,"Polaris Philippine Project"]
[]
[null,{"$f":"IF(ISBLANK(E6),0,1)","v":1},"Customer Name",null,"Black & White Consultant Philippine"]
[]
[null,{"$f":"IF(ISBLANK(E8),0,1)","v":1},null,null,"Philippine"]
[]
[null,{"$f":"IF(ISBLANK(E10),0,1)","v":1},"Phase",null,"Phase 1"]
[]
[null,{"$f":"IF(ISBLANK(E12),0,1)","v":1},"Prepared by",null,"Prestige Philippine"]
[]
[null,{"$f":"IF(ISBLANK(E14),0,1)","v":1},"Date",null,"14th Oct 2024"]
[]
[]
[]
[]
[null,"Selection for Battery Calculation for the Option Below:"]
[null,null,"IDNet",null,"ESMX",null,"NAC",null,"IDNAC",null,"AUX"]
[null,"Selection","Loading%",null,"Loading%",null,"Loading%",null,"Loading%",null,"Loading%"]
[]
[null,"*Note:"]
[null,"If Loading % is selected will be base on o%, 25%, 50%, 75% and 100% Loadin"]
[null,"Selection Navigator is base on Worst Case(100%) or base number of Address deviceeeee or Current Selected(NAC)"]

{"sheet":"Battery Selection","index":2,"n_rows":2000,"n_cols":55,"rows_kept":2000,"cut":false,"hidden":false,"merged":[[0,8,0,22]]}
[1,null,null,null,null,null,null,null,{"$f":"IF(SUM(I3:W3)>0,\"A Battery Set has more than one main panel selected\",\"Battery Set Selections are OK\")","v":"Battery Set Selections are OK"}]
[1,null,null,null,null,null,{"$f":"COUNT(G8:G2000)","v":0},null,{"$f":"COUNT(I8:I2000)","v":19},null,{"$f":"COUNT(K8:K2000)","v":0},null,{"$f":"COUNT(M8:M2000)","v":0},null,{"$f":"COUNT(O8:O2000)","v":0},null,{"$f":"COUNT(Q8:Q2000)","v":0},null,{"$f":"COUNT(S8:S2000)","v":0},null,{"$f":"COUNT(U8:U2000)","v":0},null,{"$f":"COUNT(W8:W2000)","v":0}]
[1,null,null,null,null,null,"Totals Only",null,{"$f":"IF(SUMPRODUCT(I8:I2000,$AD$8:$AD$2000)>1,1,0)","v":0},null,{"$f":"IF(SUMPRODUCT(K8:K2000,$AD$8:$AD$2000)>1,1,0)","v":0},null,{"$f":"IF(SUMPRODUCT(M8:M2000,$AD$8:$AD$2000)>1,1,0)","v":0},null,{"$f":"IF(SUMPRODUCT(O8:O2000,$AD$8:$AD$2000)>1,1,0)","v":0},null,{"$f":"IF(SUMPRODUCT(Q8:Q2000,$AD$8:$AD$2000)>1,1,0)","v":0},null,{"$f":"IF(SUMPRODUCT(S8:S2000,$AD$8:$AD$2000)>1,1,0)","v":0},null,{"$f":"IF(SUMPRODUCT(U8:U2000,$AD$8:$AD$2000)>1,1,0)","v":0},null,{"$f":"IF(SUMPRODUCT(W8:W2000,$AD$8:$AD$2000)>1,1,0)","v":0}]
[1,null,null,"Product Description","Part Codes",null,"Set 0",null,"Set 1",null,"Set 2",null,"Set 3",null,"Set 4",null,"Set 5",null,"Set 6",null,"Set 7",null,"Set 8",null,null,null,null,null,"Total Qty","DevCode","Product Description","Part Codes","Qty","Unit Standby Amps","Total Standby Amps","Unit Alarm Amps","Total Alarm Amps","Unit Standby mA","Unit Alarm mA",null,"MX Device"]
[1,{"$f":"IF(OR(C5=\"+\",C5=\"-\"),0,B4+1)","v":0},"-",{"$f":"REPT(\"   \",A5-1)&AE5","v":"PANELS AND CONTROL EQUIPMENT"},null,null,null,null,null,null,null,null,null,null,null,null,null,null,null,null,null,null,null,null,null,null,null,null,null,{"$f":"IF(SUM(AG5:AG486)>0,\"h\",\"\")","v":"h"},"PANELS AND CONTROL EQUIPMENT",null,null,"header","header","header","header"]
[2,{"$f":"IF(OR(C6=\"+\",C6=\"-\"),0,B5+1)","v":0},"+","   FOUNDATION SERIES",null,null,null,null,null,null,null,null,null,null,null,null,null,null,null,null,null,null,null,null,null,null,null,null,null,null,"FOUNDATION SERIES"]
[3,0,"+","      2004FS 4 ZONE CONVENTIONAL PANEL",null,null,null,null,null,null,null,null,null,null,null,null,null,null,null,null,null,null,null,null,null,null,null,null,null,null,"2004FS 4 ZONE CONVENTIONAL PANEL"]
[4,1,"★","         2004FS Conventional 4 Zone Panel",{"$f":"AF8","v":"4004-9101"},null,null,null,null,null,null,null,null,null,null,null,null,null,null,null,null,null,null,null,null,null,null,null,{"$f":"SUM(G8:W8)","v":0},1,"2004FS Conventional 4 Zone Panel","4004-9101",{"$f":"CHOOSE(brBatterySet,I8:I2000,K8:K2000,M8:M2000,O8:O2000,Q8:Q2000,S8:S2000,U8:U2000,W8:W2000)","v":0},{"$f":"AL8/1000","v":0.1},{"$f":"AG8*AH8","v":0},{"$f":"AM8/1000","v":0.15},{"$f":"AG8*AJ8","v":0},100,150]
[4,2,null,"         Remote LED Annunciator",{"$f":"AF9","v":"4606-9111"},null,null,null,null,null,null,null,null,null,null,null,null,null,null,null,null,null,null,null,null,null,null,null,{"$f":"SUM(G9:W9)","v":0},null,"Remote LED Annunciator","4606-9111",0,2.4E-2,{"$f":"AG9*AH9","v":0},2.5999999999999999E-2,{"$f":"AG9*AJ9","v":0},24,26]
[4,3,null,"         City Circuit Module","4004-9909",null,null,null,null,null,null,null,null,null,null,null,null,null,null,null,null,null,null,null,null,null,null,null,0,null,"City Circuit Module","4004-9909",0,0.03,0,0.06,0,30,60]
[4,4,null,"         Zones Used",0,null,null,null,null,null,null,null,null,null,null,null,null,null,null,null,null,null,null,null,null,null,null,null,0,null,"Zones Used",null,0,8.9999999999999993E-3,0,0.06,0,9,60]
[3,0,"+","      2008FS 8 ZONE CONVENTIONAL PANEL",0,null,null,null,null,null,null,null,null,null,null,null,null,null,null,null,null,null,null,null,null,null,null,null,0,1,"2008FS 8 ZONE CONVENTIONAL PANEL",null,0,0,0,0,0]
[4,1,"★","         2008FS Conventional 8 Zone Panel","4008-9101",null,null,null,null,null,null,null,null,null,null,null,null,null,null,null,null,null,null,null,null,null,null,null,0,1,"2008FS Conventional 8 Zone Panel","4008-9101",0,0.13,0,0.16,0,130,160]
[4,2,null,"         Remote LCD Annunciator","4606-9101",null,null,null,null,null,null,null,null,null,null,null,null,null,null,null,null,null,null,null,null,null,null,null,0,null,"Remote LCD Annunciator","4606-9101",0,0.04,0,4.8000000000000001E-2,0,40,48]
[4,3,null,"         City Circuit Module","4004-9909",null,null,null,null,null,null,null,null,null,null,null,null,null,null,null,null,null,null,null,null,null,null,null,0,null,"City Circuit Module","4004-9909",0,0.03,0,0.06,0,30,60]
[4,4,null,"         Zones Used",0,null,null,null,null,null,null,null,null,null,null,null,null,null,null,null,null,null,null,null,null,null,null,null,0,null,"Zones Used",null,0,8.9999999999999993E-3,0,0.06,0,9,60]
[3,0,"+","      2050FS 50 POINT ADDRESSABLE PANEL",0,null,null,null,null,null,null,null,null,null,null,null,null,null,null,null,null,null,null,null,null,null,null,null,0,null,"2050FS 50 POINT ADDRESSABLE PANEL",null,0,0,0,0,0]
[5,1,"★","            2050FS Conventional 8 Zone Panel","4050-9101",null,null,null,null,null,null,null,null,null,null,null,null,null,null,null,null,null,null,null,null,null,null,null,0,1,"2050FS Conventional 8 Zone Panel","4050-9101",0,0.17499999999999999,0,0.215,0,175,215]
[5,2,null,"            Remote LCD Annunciator","4606-9101",null,null,null,null,null,null,null,null,null,null,null,null,null,null,null,null,null,null,null,null,null,null,null,0,null,"Remote LCD Annunciator","4606-9101",0,0.04,0,4.8000000000000001E-2,0,40,48]
[5,3,null,"            City Circuit Module","4050-9909",null,null,null,null,null,null,null,null,null,null,null,null,null,null,null,null,null,null,null,null,null,null,null,0,null,"City Circuit Module","4050-9909",0,0.02,0,3.5999999999999997E-2,0,20,36]
[5,4,"★","            Connected Services Gateway and IP Communicator Module","4250-9800",null,null,null,null,null,null,null,null,null,null,null,null,null,null,null,null,null,null,null,null,null,null,null,0,null,"Connected Services Gateway and IP Communicator Module","4250-9800",0,0.125,0,0.125,0,125,125]
[5,5,"★","            GSM 4G/LTE Cellular module kit","4007-6416|4007-6417",null,null,null,null,null,null,null,null,null,null,null,null,null,null,null,null,null,null,null,null,null,null,null,0,null,"GSM 4G/LTE Cellular module kit","4007-6416|4007-6417",0,0.02,0,0.02,0,20,20]
[3,0,"+","      2250FS 250 POINT ADDRESSABLE PANEL",0,null,null,null,null,null,null,null,null,null,null,null,null,null,null,null,null,null,null,null,null,null,null,null,0,null,"2250FS 250 POINT ADDRESSABLE PANEL",null,0,0,0,0,0]
[5,1,"★","            2250FS Conventional 8 Zone Panel","4250-9101",null,null,null,null,null,null,null,null,null,null,null,null,null,null,null,null,null,null,null,null,null,null,null,0,1,"2250FS Conventional 8 Zone Panel","4250-9101",0,0.17499999999999999,0,0.215,0,175,215]
[5,2,null,"            Remote LCD Annunciator","4606-9101",null,null,null,null,null,null,null,null,null,null,null,null,null,null,null,null,null,null,null,null,null,null,null,0,null,"Remote LCD Annunciator","4606-9101",0,0.04,0,4.8000000000000001E-2,0,40,48]
[5,3,null,"            City Circuit Module","4050-9909",null,null,null,null,null,null,null,null,null,null,null,null,null,null,null,null,null,null,null,null,null,null,null,0,null,"City Circuit Module","4050-9909",0,0.02,0,3.5999999999999997E-2,0,20,36]
[5,4,"★","            Connected Services Gateway and IP Communicator Module","4250-9800",null,null,null,null,null,null,null,null,null,null,null,null,null,null,null,null,null,null,null,null,null,null,null,0,null,"Connected Services Gateway and IP Communicator Module","4250-9800",0,0.125,0,0.125,0,125,125]
[5,5,"★","            GSM 4G/LTE Cellular module kit","4007-6416|4007-6417",null,null,null,null,null,null,null,null,null,null,null,null,null,null,null,null,null,null,null,null,null,null,null,0,null,"GSM 4G/LTE Cellular module kit","4007-6416|4007-6417",0,0.02,0,0.02,0,20,20]
[2,0,"+","   4007ES",0,null,null,null,null,null,null,null,null,null,null,null,null,null,null,null,null,null,null,null,null,null,null,null,0,null,"4007ES",null,0,0,0,0,0]
[3,0,"+","      4007ES HYBRID PANEL IDNET WITH 4 CONVENTIONAL NACS",0,null,null,null,null,null,null,null,null,null,null,null,null,null,null,null,null,null,null,null,null,null,null,null,0,null,"4007ES HYBRID PANEL IDNET WITH 4 CONVENTIONAL NACS",null,0,0,0,0,0]
[4,1,"★","         Red 4007ES Hybrid Panel","4007-9101",null,null,null,null,null,null,null,null,null,null,null,null,null,null,null,null,null,null,null,null,null,null,null,0,1,"Red 4007ES Hybrid Panel","4007-9101",0,0.14499999999999999,{"$f":"AG31*AH31","v":0},0.19500000000000001,{"$f":"AG31*AJ31","v":0},145,195]
[4,2,null,"         Red 4007ES Hybrid Panel Buy America","4007-9101BA",null,null,null,null,null,null,null,null,null,null,null,null,null,null,null,null,null,null,null,null,null,null,null,0,1,"Red 4007ES Hybrid Panel Buy America","4007-9101BA",0,0.14499999999999999,{"$f":"AG32*AH32","v":0},0.19500000000000001,{"$f":"AG32*AJ32","v":0},145,195]
[4,3,"★","         Platinum 4007ES Hybrid Panel","4007-9102",null,null,null,null,null,null,null,null,null,null,null,null,null,null,null,null,null,null,null,null,null,null,null,0,1,"Platinum 4007ES Hybrid Panel","4007-9102",0,0.14499999999999999,0,0.19500000000000001,0,145,195]
[4,4,null,"         Platinum 4007ES Hybrid Panel Buy America","4007-9102BA",null,null,null,null,null,null,null,null,null,null,null,null,null,null,null,null,null,null,null,null,null,null,null,0,1,"Platinum 4007ES Hybrid Panel Buy America","4007-9102BA",0,0.14499999999999999,0,0.19500000000000001,0,145,195]
[4,5,null,"         Panel Mounted 48 LED Status Annunciator","4007-9805",null,null,null,null,null,null,null,null,null,null,null,null,null,null,null,null,null,null,null,null,null,null,null,0,null,"Panel Mounted 48 LED Status Annunciator","4007-9805",0,0.01,0,0.01,0,10,10]
[4,6,null,"            Total Status Annunciator LEDs on in Alarm",0,null,null,null,null,null,null,null,null,null,null,null,null,null,null,null,null,null,null,null,null,null,null,null,0,null,"   Total Status Annunciator LEDs on in Alarm",null,0,0,0,1.75E-3,0,null,1.75]
[4,7,"★","         Factory Fitted 8 Point Zone/Relay Card - FULLY LOADED","4007-9801",null,null,null,null,null,null,null,null,null,null,null,null,null,null,null,null,null,null,null,null,null,null,null,0,null,"Factory Fitted 8 Point Zone/Relay Card - FULLY LOADED","4007-9801",0,8.3000000000000004E-2,0,0.35099999999999998,0,83,351]
[4,8,"★","         Factory Fitted 8 Point Zone/Relay Card - CARD ONLY ","4007-9801",null,null,null,null,null,null,null,null,null,null,null,null,null,null,null,null,null,null,null,null,null,null,null,0,null,"Factory Fitted 8 Point Zone/Relay Card - CARD ONLY ","4007-9801",0,2.7E-2,0,2.7E-2,0,27,27]
[4,9,"★","            Total Configured Class B Zones",0,null,null,null,null,null,null,null,null,null,null,null,null,null,null,null,null,null,null,null,null,null,null,null,0,null,"   Total Configured Class B Zones",null,0,1.0999999999999999E-2,0,0.06,0,11,60]
[4,10,"★","            Total Cconfigured Class A Zones",0,null,null,null,null,null,null,null,null,null,null,null,null,null,null,null,null,null,null,null,null,null,null,null,0,null,"   Total Cconfigured Class A Zones",null,0,0.02,0,6.9000000000000006E-2,0,20,69]
[4,11,"★","            Total Configured Relays De-Energized Normally ",0,null,null,null,null,null,null,null,null,null,null,null,null,null,null,null,null,null,null,null,null,null,null,null,0,null,"   Total Configured Relays De-Energized Normally ",null,0,0,0,8.9999999999999993E-3,0,0,9]
[4,12,"★","            Total Configured Relays Energized Normally ",0,null,null,null,null,null,null,null,null,null,null,null,null,null,null,null,null,null,null,null,null,null,null,null,0,null,"   Total Configured Relays Energized Normally ",null,0,8.9999999999999993E-3,0,0,0,9,0]
[4,0,"+","         HYBRID PANEL COMPATIBLE OPTIONAL CARDS",0,null,null,null,null,null,null,null,null,null,null,null,null,null,null,null,null,null,null,null,null,null,null,null,0,null,"HYBRID PANEL COMPATIBLE OPTIONAL CARDS",null,0,0,0,0,0]
[5,1,null,"            8 Point Zone/Relay Card - FULLY LOADED","4007-9801",null,null,null,null,null,null,null,null,null,null,null,null,null,null,null,null,null,null,null,null,null,null,null,0,null,"8 Point Zone/Relay Card - FULLY LOADED","4007-9801",0,8.3000000000000004E-2,0,0.35099999999999998,0,83,351]
[5,2,null,"            8 Point Zone/Relay Card - CARD ONLY ","4007-9801",null,null,null,null,null,null,null,null,null,null,null,null,null,null,null,null,null,null,null,null,null,null,null,0,null,"8 Point Zone/Relay Card - CARD ONLY ","4007-9801",0,2.7E-2,0,2.7E-2,0,27,27]
[5,3,null,"               Total Configured Class B Zones",0,null,null,null,null,null,null,null,null,null,null,null,null,null,null,null,null,null,null,null,null,null,null,null,0,null,"   Total Configured Class B Zones",null,0,1.0999999999999999E-2,0,0.06,0,11,60]
[5,4,null,"               Total Cconfigured Class A Zones",0,null,null,null,null,null,null,null,null,null,null,null,null,null,null,null,null,null,null,null,null,null,null,null,0,null,"   Total Cconfigured Class A Zones",null,0,0.02,0,6.9000000000000006E-2,0,20,69]
[5,5,null,"               Total Configured Relays De-Energized Normally ",0,null,null,null,null,null,null,null,null,null,null,null,null,null,null,null,null,null,null,null,null,null,null,null,0,null,"   Total Configured Relays De-Energized Normally ",null,0,0,0,8.9999999999999993E-3,0,0,9]
[5,6,null,"               Total Configured Relays Energized Normally ",0,null,null,null,null,null,null,null,null,null,null,null,null,null,null,null,null,null,null,null,null,null,null,null,0,null,"   Total Configured Relays Energized Normally ",null,0,8.9999999999999993E-3,0,0,0,9,0]
[5,7,null,"            25 VDC Regulator Module with 1 x 8 Zone Relay Card","4007-9802",null,null,null,null,null,null,null,null,null,null,null,null,null,null,null,null,null,null,null,null,null,null,null,0,null,"25 VDC Regulator Module with 1 x 8 Zone Relay Card","4007-9802",0,0.19,0,0.44500000000000001,0,190,445]
[5,8,null,"            25 VDC Regulator Module with 2 x 8 Zone Relay Cards","4007-9802",null,null,null,null,null,null,null,null,null,null,null,null,null,null,null,null,null,null,null,null,null,null,null,0,null,"25 VDC Regulator Module with 2 x 8 Zone Relay Cards","4007-9802",0,0.28999999999999998,0,0.80100000000000005,0,290,801]
[5,9,null,"            25 VDC Regulator Module with 3 x 8 Zone Relay Cards","4007-9802",null,null,null,null,null,null,null,null,null,null,null,null,null,null,null,null,null,null,null,null,null,null,null,0,null,"25 VDC Regulator Module with 3 x 8 Zone Relay Cards","4007-9802",0,0.39,0,1.1559999999999999,0,390,1156]
[5,10,null,"            IDNet+ Loop Expansion Module","4007-9803",null,null,null,null,null,null,null,null,null,null,null,null,null,null,null,null,null,null,null,null,null,null,null,0,null,"IDNet+ Loop Expansion Module","4007-9803",0,0,0,0,0,0,0]
[5,11,null,"            Dual RS-232 Interface Module","4007-9812",null,null,null,null,null,null,null,null,null,null,null,null,null,null,null,null,null,null,null,null,null,null,null,0,null,"Dual RS-232 Interface Module","4007-9812",0,0.06,0,0.06,0,60,60]
[5,12,null,"            Relay Module Alarm, Supervisory and Trouble","4007-9809",null,null,null,null,null,null,null,null,null,null,null,null,null,null,null,null,null,null,null,null,null,null,null,0,null,"Relay Module Alarm, Supervisory and Trouble","4007-9809",0,1.4999999999999999E-2,0,3.6999999999999998E-2,0,15,37]
[5,13,null,"            City Circuit Module with Disconnect Switch","4007-9807",null,null,null,null,null,null,null,null,null,null,null,null,null,null,null,null,null,null,null,null,null,null,null,0,null,"City Circuit Module with Disconnect Switch","4007-9807",0,0.02,0,3.5999999999999997E-2,0,20,36]
[5,14,null,"            City Circuit Module without Disconnect Switch","4007-9808",null,null,null,null,null,null,null,null,null,null,null,null,null,null,null,null,null,null,null,null,null,null,null,0,null,"City Circuit Module without Disconnect Switch","4007-9808",0,0.02,0,3.5999999999999997E-2,0,20,36]
[4,0,"+","         COMMUNICATIONS",0,null,null,null,null,null,null,null,null,null,null,null,null,null,null,null,null,null,null,null,null,null,null,null,0,null,"COMMUNICATIONS",null,0,0,0,0,0]
[5,1,"★","            SDACT Module for Point or Event Reporting","4007-9806",null,null,null,null,null,null,null,null,null,null,null,null,null,null,null,null,null,null,null,null,null,null,null,0,null,"SDACT Module for Point or Event Reporting","4007-9806",0,0.03,0,0.04,0,30,40]
[5,2,"★","            IP Communicator Connected Services Gateway","4007-2504",null,null,null,null,null,null,null,null,null,null,null,null,null,null,null,null,null,null,null,null,null,null,null,0,null,"IP Communicator Connected Services Gateway","4007-2504",0,0.125,0,0.125,0,125,125]
[5,3,"★","            GSM 4G/LTE Cellular Module Kit for Internal Mount","4007-6416",null,null,null,null,null,null,null,null,null,null,null,null,null,null,null,null,null,null,null,null,null,null,null,0,null,"GSM 4G/LTE Cellular Module Kit for Internal Mount","4007-6416",0,0.02,0,0.02,0,20,20]
[4,0,"+","         ESNET",0,null,null,null,null,null,null,null,null,null,null,null,null,null,null,null,null,null,null,null,null,null,null,null,0,null,"ESNET",null,0,0,0,0,0]
[5,1,null,"            4007ES ESNet Network Card","4007-9817",null,null,null,null,null,null,null,null,null,null,null,null,null,null,null,null,null,null,null,null,null,null,null,0,null,"4007ES ESNet Network Card","4007-9817",0,0.12,0,0.12,0,120,120]
[5,2,null,"            ESNet Ethernet media card","4007-6306",null,null,null,null,null,null,null,null,null,null,null,null,null,null,null,null,null,null,null,null,null,null,null,0,null,"ESNet Ethernet media card","4007-6306",0,0.02,0,0.02,0,20,20]
[5,3,null,"            ESNet Single-mode fiber media card","4007-6308",null,null,null,null,null,null,null,null,null,null,null,null,null,null,null,null,null,null,null,null,null,null,null,0,null,"ESNet Single-mode fiber media card","4007-6308",0,0.13500000000000001,0,0.13500000000000001,0,135,135]
[5,4,null,"            ESNet Multi-mode fiber media card","4007-6309",null,null,null,null,null,null,null,null,null,null,null,null,null,null,null,null,null,null,null,null,null,null,null,0,null,"ESNet Multi-mode fiber media card","4007-6309",0,0.13500000000000001,0,0.13500000000000001,0,135,135]
[5,5,null,"            ESNet DSL (copper) media card","4007-6307",null,null,null,null,null,null,null,null,null,null,null,null,null,null,null,null,null,null,null,null,null,null,null,0,null,"ESNet DSL (copper) media card","4007-6307",0,0.155,0,0.155,0,155,155]
[4,0,"+","         REMOTE ANNUNCIATORS",0,null,null,null,null,null,null,null,null,null,null,null,null,null,null,null,null,null,null,null,null,null,null,null,0,null,"REMOTE ANNUNCIATORS",null,0,0,0,0,0]
[5,1,"★",{"$f":"REPT(\"   \",A69-1)&AE69","v":"            Red Color Touchscreen Annunciator"},"4606-9202",null,null,null,null,null,null,null,null,null,null,null,null,null,null,null,null,null,null,null,null,null,null,null,0,null,"Red Color Touchscreen Annunciator","4606-9202",0,7.0000000000000007E-2,0,0.124,0,70,124]
[5,{"$f":"IF(OR(C70=\"+\",C70=\"-\"),0,B69+1)","v":2},"★","            Platinum Color Touchscreen Annunciator","4606-9205",null,null,null,null,null,null,null,null,null,null,null,null,null,null,null,null,null,null,null,null,null,null,null,0,null,"Platinum Color Touchscreen Annunciator","4606-9205",0,7.0000000000000007E-2,0,0.124,0,70,124]
[5,3,null,"            Status Command Unit","4602-9101",null,null,null,null,null,null,null,null,null,null,null,null,null,null,null,null,null,null,null,null,null,null,null,0,null,"Status Command Unit","4602-9101",0,3.5999999999999997E-2,0,5.5E-2,0,36,55]
[5,4,null,"            Remote Command Unit","4602-9102",null,null,null,null,null,null,null,null,null,null,null,null,null,null,null,null,null,null,null,null,null,null,null,0,null,"Remote Command Unit","4602-9102",0,0.04,0,0.08,0,40,80]
[3,0,"+","      4007ES HYBRID/IDNAC IDNET WITH ADDRESSABLE NOTIFICATION",{"$f":"AF73","v":0},null,null,null,null,null,null,null,null,null,null,null,null,null,null,null,null,null,null,null,null,null,null,null,{"$f":"SUM(G73:W73)","v":0},null,"4007ES HYBRID/IDNAC IDNET WITH ADDRESSABLE NOTIFICATION",null,0,0,0,0,0]
[4,1,"★","         Red 4007ES IDNAC Panel","4007-9201",null,null,null,null,null,null,null,null,null,null,null,null,null,null,null,null,null,null,null,null,null,null,null,0,1,"Red 4007ES IDNAC Panel","4007-9201",0,0.18,0,0.185,0,180,185]
[4,2,null,"         Red 4007ES IDNAC Panel Buy America","4007-9201BA",null,null,null,null,null,null,null,null,null,null,null,null,null,null,null,null,null,null,null,null,null,null,null,0,1,"Red 4007ES IDNAC Panel Buy America","4007-9201BA",0,0.18,0,0.185,0,180,185]
[4,3,"★","         Platinum 4007ES IDNAC Panel","4007-9202",null,null,null,null,null,null,null,null,null,null,null,null,null,null,null,null,null,null,null,null,null,null,null,0,1,"Platinum 4007ES IDNAC Panel","4007-9202",0,0.18,0,0.185,0,180,185]
[4,4,null,"         Platinum 4007ES IDNAC Panel Buy America","4007-9202BA",null,null,null,null,null,null,null,null,null,null,null,null,null,null,null,null,null,null,null,null,null,null,null,0,1,"Platinum 4007ES IDNAC Panel Buy America","4007-9202BA",0,0.18,0,0.185,0,180,185]
[4,5,null,"         Panel Mounted 48 LED Status Annunciator","4007-9805",null,null,null,null,null,null,null,null,null,null,null,null,null,null,null,null,null,null,null,null,null,null,null,0,null,"Panel Mounted 48 LED Status Annunciator","4007-9805",0,0.01,0,0.01,0,10,10]
[4,6,null,"            Total Status Annunciator LEDs on in Alarm",0,null,null,null,null,null,null,null,null,null,null,null,null,null,null,null,null,null,null,null,null,null,null,null,0,null,"   Total Status Annunciator LEDs on in Alarm",null,0,0,0,1.75E-3,0,null,1.75]
[4,0,"+","         HYBRID/IDNAC PANEL COMPATIBLE OPTIONAL CARDS",0,null,null,null,null,null,null,null,null,null,null,null,null,null,null,null,null,null,null,null,null,null,null,null,0,null,"HYBRID/IDNAC PANEL COMPATIBLE OPTIONAL CARDS",null,0,0,0,0,0]
[5,1,null,"            8 Point Zone/Relay Card - FULLY LOADED","4007-9801",null,null,null,null,null,null,null,null,null,null,null,null,null,null,null,null,null,null,null,null,null,null,null,0,null,"8 Point Zone/Relay Card - FULLY LOADED","4007-9801",0,8.3000000000000004E-2,0,0.35099999999999998,0,83,351]
[5,2,null,"            8 Point Zone/Relay Card - CARD ONLY ","4007-9801",null,null,null,null,null,null,null,null,null,null,null,null,null,null,null,null,null,null,null,null,null,null,null,0,null,"8 Point Zone/Relay Card - CARD ONLY ","4007-9801",0,2.7E-2,0,2.7E-2,0,27,27]
[5,3,null,"               Total Configured Class B Zones",0,null,null,null,null,null,null,null,null,null,null,null,null,null,null,null,null,null,null,null,null,null,null,null,0,null,"   Total Configured Class B Zones",null,0,1.0999999999999999E-2,0,0.06,0,11,60]
[5,4,null,"               Total Cconfigured Class A Zones",0,null,null,null,null,null,null,null,null,null,null,null,null,null,null,null,null,null,null,null,null,null,null,null,0,null,"   Total Cconfigured Class A Zones",null,0,0.02,0,6.9000000000000006E-2,0,20,69]
[5,5,null,"               Total Configured Relays De-Energized Normally ",0,null,null,null,null,null,null,null,null,null,null,null,null,null,null,null,null,null,null,null,null,null,null,null,0,null,"   Total Configured Relays De-Energized Normally ",null,0,0,0,8.9999999999999993E-3,0,0,9]
[5,6,null,"               Total Configured Relays Energized Normally ",0,null,null,null,null,null,null,null,null,null,null,null,null,null,null,null,null,null,null,null,null,null,null,null,0,null,"   Total Configured Relays Energized Normally ",null,0,8.9999999999999993E-3,0,0,0,9,0]
[5,7,null,"            25 VDC Regulator Module with 1 x 8 Zone Relay Card","4007-9802",null,null,null,null,null,null,null,null,null,null,null,null,null,null,null,null,null,null,null,null,null,null,null,0,null,"25 VDC Regulator Module with 1 x 8 Zone Relay Card","4007-9802",0,0.19,0,0.44500000000000001,0,190,445]
[5,8,null,"            25 VDC Regulator Module with 2 x 8 Zone Relay Cards","4007-9802",null,null,null,null,null,null,null,null,null,null,null,null,null,null,null,null,null,null,null,null,null,null,null,0,null,"25 VDC Regulator Module with 2 x 8 Zone Relay Cards","4007-9802",0,0.28999999999999998,0,0.80100000000000005,0,290,801]
[5,9,null,"            25 VDC Regulator Module with 3 x 8 Zone Relay Cards","4007-9802",null,null,null,null,null,null,null,null,null,null,null,null,null,null,null,null,null,null,null,null,null,null,null,0,null,"25 VDC Regulator Module with 3 x 8 Zone Relay Cards","4007-9802",0,0.39,0,1.1559999999999999,0,390,1156]
[5,10,null,"            IDNet+ Loop Expansion Module","4007-9803",null,null,null,null,null,null,null,null,null,null,null,null,null,null,null,null,null,null,null,null,null,null,null,0,null,"IDNet+ Loop Expansion Module","4007-9803",0,0,0,0,0,0,0]
[5,11,null,"            Dual Class A Isolator Card","4007-9804",null,null,null,null,null,null,null,null,null,null,null,null,null,null,null,null,null,null,null,null,null,null,null,0,null,"Dual Class A Isolator Card","4007-9804",0,1.2699999999999999E-2,0,2.5000000000000001E-2,0,12.7,25]
[5,12,null,"            Dual RS-232 Interface Module","4007-9812",null,null,null,null,null,null,null,null,null,null,null,null,null,null,null,null,null,null,null,null,null,null,null,0,null,"Dual RS-232 Interface Module","4007-9812",0,0.06,0,0.06,0,60,60]
[5,13,null,"            Relay Module Alarm, Supervisory and Trouble","4007-9809",null,null,null,null,null,null,null,null,null,null,null,null,null,null,null,null,null,null,null,null,null,null,null,0,null,"Relay Module Alarm, Supervisory and Trouble","4007-9809",0,1.4999999999999999E-2,0,3.6999999999999998E-2,0,15,37]
[5,14,null,"            City Circuit Module with Disconnect Switch","4007-9807",null,null,null,null,null,null,null,null,null,null,null,null,null,null,null,null,null,null,null,null,null,null,null,0,null,"City Circuit Module with Disconnect Switch","4007-9807",0,0.02,0,3.5999999999999997E-2,0,20,36]
[5,15,null,"            City Circuit Module without Disconnect Switch","4007-9808",null,null,null,null,null,null,null,null,null,null,null,null,null,null,null,null,null,null,null,null,null,null,null,0,null,"City Circuit Module without Disconnect Switch","4007-9808",0,0.02,0,3.5999999999999997E-2,0,20,36]
[4,0,"+","         COMMUNICATIONS",0,null,null,null,null,null,null,null,null,null,null,null,null,null,null,null,null,null,null,null,null,null,null,null,0,null,"COMMUNICATIONS",null,0,0,0,0,0]
[5,1,"★","            SDACT Module for Point or Event Reporting","4007-9806",null,null,null,null,null,null,null,null,null,null,null,null,null,null,null,null,null,null,null,null,null,null,null,0,null,"SDACT Module for Point or Event Reporting","4007-9806",0,{"$f":"AL97/1000","v":0.03},0,{"$f":"AM97/1000","v":0.04},0,30,40]
[5,2,"★","            IP Communicator Connected Services Gateway","4007-2504",null,null,null,null,null,null,null,null,null,null,null,null,null,null,null,null,null,null,null,null,null,null,null,0,null,"IP Communicator Connected Services Gateway","4007-2504",0,0.125,{"$f":"AG98*AH98","v":0},0.125,{"$f":"AG98*AJ98","v":0},125,125]
[5,3,"★","            GSM 4G/LTE Cellular Module Kit for Internal Mount","4007-6416",null,null,null,null,null,null,null,null,null,null,null,null,null,null,null,null,null,null,null,null,null,null,null,0,null,"GSM 4G/LTE Cellular Module Kit for Internal Mount","4007-6416",0,0.02,0,0.02,0,20,20]
[4,0,"+","         ESNET",0,null,null,null,null,null,null,null,null,null,null,null,null,null,null,null,null,null,null,null,null,null,null,null,0,null,"ESNET",null,0,0,0,0,0]
[5,1,null,"            4007ES ESNet Network Card","4007-9817",null,null,null,null,null,null,null,null,null,null,null,null,null,null,null,null,null,null,null,null,null,null,null,0,null,"4007ES ESNet Network Card","4007-9817",0,0.12,0,0.12,0,120,120]
[5,2,null,"            ESNet Ethernet media card","4007-6306",null,null,null,null,null,null,null,null,null,null,null,null,null,null,null,null,null,null,null,null,null,null,null,0,null,"ESNet Ethernet media card","4007-6306",0,0.02,0,0.02,0,20,20]
[5,3,null,"            ESNet Single-mode fiber media card","4007-6308",null,null,null,null,null,null,null,null,null,null,null,null,null,null,null,null,null,null,null,null,null,null,null,0,null,"ESNet Single-mode fiber media card","4007-6308",0,0.13500000000000001,0,0.13500000000000001,0,135,135]
[5,4,null,"            ESNet Multi-mode fiber media card","4007-6309",null,null,null,null,null,null,null,null,null,null,null,null,null,null,null,null,null,null,null,null,null,null,null,0,null,"ESNet Multi-mode fiber media card","4007-6309",0,0.13500000000000001,0,0.13500000000000001,0,135,135]
[5,5,null,"            ESNet DSL (copper) media card","4007-6307",null,null,null,null,null,null,null,null,null,null,null,null,null,null,null,null,null,null,null,null,null,null,null,0,null,"ESNet DSL (copper) media card","4007-6307",0,0.155,0,0.155,0,155,155]
[4,0,"+","         REMOTE ANNUNCIATORS",0,null,null,null,null,null,null,null,null,null,null,null,null,null,null,null,null,null,null,null,null,null,null,null,0,null,"REMOTE ANNUNCIATORS",null,0,0,0,0,0]
[5,1,"★","            Red Color Touchscreen Annunciator","4606-9202",null,null,null,null,null,null,null,null,null,null,null,null,null,null,null,null,null,null,null,null,null,null,null,0,null,"Red Color Touchscreen Annunciator","4606-9202",0,7.0000000000000007E-2,0,0.124,0,70,124]
[5,2,"★","            Platinum Color Touchscreen Annunciator","4606-9205",null,null,null,null,null,null,null,null,null,null,null,null,null,null,null,null,null,null,null,null,null,null,null,0,null,"Platinum Color Touchscreen Annunciator","4606-9205",0,7.0000000000000007E-2,0,0.124,0,70,124]
[5,3,null,"            Status Command Unit","4602-9101",null,null,null,null,null,null,null,null,null,null,null,null,null,null,null,null,null,null,null,null,null,null,null,0,null,"Status Command Unit","4602-9101",0,3.5999999999999997E-2,0,5.5E-2,0,36,55]
[5,4,null,"            Remote Command Unit","4602-9102",null,null,null,null,null,null,null,null,null,null,null,null,null,null,null,null,null,null,null,null,null,null,null,0,null,"Remote Command Unit","4602-9102",0,0.04,0,0.08,0,40,80]
[3,0,"+","      4007ES HYBRID PANEL MX LOOP WITH 4 CONVENTIONAL NACS",0,null,null,null,null,null,null,null,null,null,null,null,null,null,null,null,null,null,null,null,null,null,null,null,0,null,"4007ES HYBRID PANEL MX LOOP WITH 4 CONVENTIONAL NACS",null,0,0,0,0,0]
[4,1,"★","         Red 4007ES Hybrid Panel","4007-9301",null,null,null,null,null,null,null,null,null,null,null,null,null,null,null,null,null,null,null,null,null,null,null,0,1,"Red 4007ES Hybrid Panel","4007-9301",0,0.19,0,0.23499999999999999,0,190,235]
[4,2,"★","         Platinum 4007ES Hybrid Panel","4007-9302",null,null,null,null,null,null,null,null,null,null,null,null,null,null,null,null,null,null,null,null,null,null,null,0,1,"Platinum 4007ES Hybrid Panel","4007-9302",0,0.19,0,0.23499999999999999,0,190,235]
[4,3,null,"         Panel Mounted 48 LED Status Annunciator","4007-9805",null,null,null,null,null,null,null,null,null,null,null,null,null,null,null,null,null,null,null,null,null,null,null,0,null,"Panel Mounted 48 LED Status Annunciator","4007-9805",0,0.01,0,0.01,0,10,10]
[4,4,null,"            Total Status Annunciator LEDs on in Alarm",0,null,null,null,null,null,null,null,null,null,null,null,null,null,null,null,null,null,null,null,null,null,null,null,0,null,"   Total Status Annunciator LEDs on in Alarm",null,0,0,0,1.75E-3,0,null,1.75]
[4,0,"+","         HYBRID PANEL COMPATIBLE OPTIONAL CARDS",0,null,null,null,null,null,null,null,null,null,null,null,null,null,null,null,null,null,null,null,null,null,null,null,0,null,"HYBRID PANEL COMPATIBLE OPTIONAL CARDS",null,0,0,0,0,0]
[5,1,null,"            8 Point Zone/Relay Card - FULLY LOADED","4007-9801",null,null,null,null,null,null,null,null,null,null,null,null,null,null,null,null,null,null,null,null,null,null,null,0,null,"8 Point Zone/Relay Card - FULLY LOADED","4007-9801",0,8.3000000000000004E-2,0,0.35099999999999998,0,83,351]
[5,2,null,"            8 Point Zone/Relay Card - CARD ONLY ","4007-9801",null,null,null,null,null,null,null,null,null,null,null,null,null,null,null,null,null,null,null,null,null,null,null,0,null,"8 Point Zone/Relay Card - CARD ONLY ","4007-9801",0,2.7E-2,0,2.7E-2,0,27,27]
[5,3,null,"               Total Configured Class B Zones",0,null,null,null,null,null,null,null,null,null,null,null,null,null,null,null,null,null,null,null,null,null,null,null,0,null,"   Total Configured Class B Zones",null,0,1.0999999999999999E-2,0,0.06,0,11,60]
[5,4,null,"               Total Cconfigured Class A Zones",0,null,null,null,null,null,null,null,null,null,null,null,null,null,null,null,null,null,null,null,null,null,null,null,0,null,"   Total Cconfigured Class A Zones",null,0,0.02,0,6.9000000000000006E-2,0,20,69]
[5,5,null,"               Total Configured Relays De-Energized Normally ",0,null,null,null,null,null,null,null,null,null,null,null,null,null,null,null,null,null,null,null,null,null,null,null,0,null,"   Total Configured Relays De-Energized Normally ",null,0,0,0,8.9999999999999993E-3,0,0,9]
[5,6,null,"               Total Configured Relays Energized Normally ",0,null,null,null,null,null,null,null,null,null,null,null,null,null,null,null,null,null,null,null,null,null,null,null,0,null,"   Total Configured Relays Energized Normally ",null,0,8.9999999999999993E-3,0,0,0,9,0]
[5,7,null,"            25 VDC Regulator Module with 1 x 8 Zone Relay Card","4007-9802",null,null,null,null,null,null,null,null,null,null,null,null,null,null,null,null,null,null,null,null,null,null,null,0,null,"25 VDC Regulator Module with 1 x 8 Zone Relay Card","4007-9802",0,0.19,0,0.44500000000000001,0,190,445]
[5,8,null,"            25 VDC Regulator Module with 2 x 8 Zone Relay Cards","4007-9802",null,null,null,null,null,null,null,null,null,null,null,null,null,null,null,null,null,null,null,null,null,null,null,0,null,"25 VDC Regulator Module with 2 x 8 Zone Relay Cards","4007-9802",0,0.28999999999999998,0,0.80100000000000005,0,290,801]
[5,9,null,"            25 VDC Regulator Module with 3 x 8 Zone Relay Cards","4007-9802",null,null,null,null,null,null,null,null,null,null,null,null,null,null,null,null,null,null,null,null,null,null,null,0,null,"25 VDC Regulator Module with 3 x 8 Zone Relay Cards","4007-9802",0,0.39,0,1.1559999999999999,0,390,1156]
[5,10,null,"            ESMX Optional Loop Mezzanine Card","4007-6312",null,null,null,null,null,null,null,null,null,null,null,null,null,null,null,null,null,null,null,null,null,null,null,0,null,"ESMX Optional Loop Mezzanine Card","4007-6312",0,0,0,0,0,0,0]
[5,11,null,"            Dual RS-232 Interface Module","4007-9812",null,null,null,null,null,null,null,null,null,null,null,null,null,null,null,null,null,null,null,null,null,null,null,0,null,"Dual RS-232 Interface Module","4007-9812",0,0.06,0,0.06,0,60,60]
[5,12,null,"            Relay Module Alarm, Supervisory and Trouble","4007-9809",null,null,null,null,null,null,null,null,null,null,null,null,null,null,null,null,null,null,null,null,null,null,null,0,null,"Relay Module Alarm, Supervisory and Trouble","4007-9809",0,1.4999999999999999E-2,0,3.6999999999999998E-2,0,15,37]
[5,13,null,"            City Circuit Module with Disconnect Switch","4007-9807",null,null,null,null,null,null,null,null,null,null,null,null,null,null,null,null,null,null,null,null,null,null,null,0,null,"City Circuit Module with Disconnect Switch","4007-9807",0,0.02,0,3.5999999999999997E-2,0,20,36]
[5,14,null,"            City Circuit Module without Disconnect Switch","4007-9808",null,null,null,null,null,null,null,null,null,null,null,null,null,null,null,null,null,null,null,null,null,null,null,0,null,"City Circuit Module without Disconnect Switch","4007-9808",0,0.02,0,3.5999999999999997E-2,0,20,36]
[4,0,"+","         COMMUNICATIONS",0,null,null,null,null,null,null,null,null,null,null,null,null,null,null,null,null,null,null,null,null,null,null,null,0,null,"COMMUNICATIONS",null,0,0,0,0,0]
[5,1,"★","            SDACT Module for Point or Event Reporting","4007-9806",null,null,null,null,null,null,null,null,null,null,null,null,null,null,null,null,null,null,null,null,null,null,null,0,null,"SDACT Module for Point or Event Reporting","4007-9806",0,0.03,0,0.04,0,30,40]
[5,2,"★","            IP Communicator Connected Services Gateway","4007-2504",null,null,null,null,null,null,null,null,null,null,null,null,null,null,null,null,null,null,null,null,null,null,null,0,null,"IP Communicator Connected Services Gateway","4007-2504",0,0.125,0,0.125,0,125,125]
[5,{"$f":"IF(OR(C134=\"+\",C134=\"-\"),0,B133+1)","v":3},"★","            GSM 4G/LTE Cellular Module Kit for Internal Mount","4007-6416",null,null,null,null,null,null,null,null,null,null,null,null,null,null,null,null,null,null,null,null,null,null,null,0,null,"GSM 4G/LTE Cellular Module Kit for Internal Mount","4007-6416",0,0.02,0,0.02,0,20,20]
[4,0,"+","         ESNET",0,null,null,null,null,null,null,null,null,null,null,null,null,null,null,null,null,null,null,null,null,null,null,null,0,null,"ESNET",null,0,0,0,0,0]
[5,1,null,"            4007ES ESNet Network Card","4007-9817",null,null,null,null,null,null,null,null,null,null,null,null,null,null,null,null,null,null,null,null,null,null,null,0,null,"4007ES ESNet Network Card","4007-9817",0,0.12,0,0.12,0,120,120]
[5,2,null,{"$f":"REPT(\"   \",A137-1)&AE137","v":"            ESNet Ethernet media card"},{"$f":"AF137","v":"4007-6306"},null,null,null,null,null,null,null,null,null,null,null,null,null,null,null,null,null,null,null,null,null,null,null,{"$f":"SUM(G137:W137)","v":0},null,"ESNet Ethernet media card","4007-6306",0,0.02,0,0.02,0,20,20]
[5,3,null,"            ESNet Single-mode fiber media card","4007-6308",null,null,null,null,null,null,null,null,null,null,null,null,null,null,null,null,null,null,null,null,null,null,null,0,null,"ESNet Single-mode fiber media card","4007-6308",0,0.13500000000000001,0,0.13500000000000001,0,135,135]
[5,4,null,"            ESNet Multi-mode fiber media card","4007-6309",null,null,null,null,null,null,null,null,null,null,null,null,null,null,null,null,null,null,null,null,null,null,null,0,null,"ESNet Multi-mode fiber media card","4007-6309",0,0.13500000000000001,0,0.13500000000000001,0,135,135]
[5,5,null,"            ESNet DSL (copper) media card","4007-6307",null,null,null,null,null,null,null,null,null,null,null,null,null,null,null,null,null,null,null,null,null,null,null,0,null,"ESNet DSL (copper) media card","4007-6307",0,0.155,0,0.155,0,155,155]
[4,0,"+","         REMOTE ANNUNCIATORS",0,null,null,null,null,null,null,null,null,null,null,null,null,null,null,null,null,null,null,null,null,null,null,null,0,null,"REMOTE ANNUNCIATORS",null,0,0,0,0,0]
[5,1,"★","            Red Color Touchscreen Annunciator","4606-9202",null,null,null,null,null,null,null,null,null,null,null,null,null,null,null,null,null,null,null,null,null,null,null,0,null,"Red Color Touchscreen Annunciator","4606-9202",0,7.0000000000000007E-2,0,0.124,0,70,124]
[5,2,"★","            Platinum Color Touchscreen Annunciator","4606-9205",null,null,null,null,null,null,null,null,null,null,null,null,null,null,null,null,null,null,null,null,null,null,null,0,null,"Platinum Color Touchscreen Annunciator","4606-9205",0,7.0000000000000007E-2,0,0.124,0,70,124]
[5,3,null,"            Status Command Unit","4602-9101",null,null,null,null,null,null,null,null,null,null,null,null,null,null,null,null,null,null,null,null,null,null,null,0,null,"Status Command Unit","4602-9101",0,3.5999999999999997E-2,0,5.5E-2,0,36,55]
[5,4,null,"            Remote Command Unit","4602-9102",null,null,null,null,null,null,null,null,null,null,null,null,null,null,null,null,null,null,null,null,null,null,null,0,null,"Remote Command Unit","4602-9102",0,0.04,0,0.08,0,40,80]
[3,0,"+","      4007ES HYBRID/IDNAC MX LOOP WITH ADDRESSABLE NOTIFICATION",0,null,null,null,null,null,null,null,null,null,null,null,null,null,null,null,null,null,null,null,null,null,null,null,0,null,"4007ES HYBRID/IDNAC MX LOOP WITH ADDRESSABLE NOTIFICATION",null,0,0,0,0,0]
[4,1,"★","         Red 4007ES IDNAC Panel","4007-9401",null,null,null,null,null,null,null,null,null,null,null,null,null,null,null,null,null,null,null,null,null,null,null,0,1,"Red 4007ES IDNAC Panel","4007-9401",0,0.19,0,0.28999999999999998,0,190,290]
[4,2,"★","         Platinum 4007ES IDNAC Panel","4007-9402",null,null,null,null,null,null,null,null,null,null,null,null,null,null,null,null,null,null,null,null,null,null,null,0,1,"Platinum 4007ES IDNAC Panel","4007-9402",0,0.19,0,0.28999999999999998,0,190,290]
[4,3,null,"         Panel Mounted 48 LED Status Annunciator","4007-9805",null,null,null,null,null,null,null,null,null,null,null,null,null,null,null,null,null,null,null,null,null,null,null,0,null,"Panel Mounted 48 LED Status Annunciator","4007-9805",0,0.01,0,0.01,0,10,10]
[4,4,null,"            Total Status Annunciator LEDs on in Alarm",0,null,null,null,null,null,null,null,null,null,null,null,null,null,null,null,null,null,null,null,null,null,null,null,0,null,"   Total Status Annunciator LEDs on in Alarm",null,0,0,0,1.75E-3,0,null,1.75]
[4,0,"+","         HYBRID/IDNAC PANEL COMPATIBLE OPTIONAL CARDS",0,null,null,null,null,null,null,null,null,null,null,null,null,null,null,null,null,null,null,null,null,null,null,null,0,null,"HYBRID/IDNAC PANEL COMPATIBLE OPTIONAL CARDS",null,0,0,0,0,0]
[5,1,null,"            8 Point Zone/Relay Card - FULLY LOADED","4007-9801",null,null,null,null,null,null,null,null,null,null,null,null,null,null,null,null,null,null,null,null,null,null,null,0,null,"8 Point Zone/Relay Card - FULLY LOADED","4007-9801",0,8.3000000000000004E-2,0,0.35099999999999998,0,83,351]
[5,2,null,"            8 Point Zone/Relay Card - CARD ONLY ","4007-9801",null,null,null,null,null,null,null,null,null,null,null,null,null,null,null,null,null,null,null,null,null,null,null,0,null,"8 Point Zone/Relay Card - CARD ONLY ","4007-9801",0,2.7E-2,0,2.7E-2,0,27,27]
[5,3,null,"               Total Configured Class B Zones",0,null,null,null,null,null,null,null,null,null,null,null,null,null,null,null,null,null,null,null,null,null,null,null,0,null,"   Total Configured Class B Zones",null,0,1.0999999999999999E-2,0,0.06,0,11,60]
[5,4,null,"               Total Cconfigured Class A Zones",0,null,null,null,null,null,null,null,null,null,null,null,null,null,null,null,null,null,null,null,null,null,null,null,0,null,"   Total Cconfigured Class A Zones",null,0,0.02,0,6.9000000000000006E-2,0,20,69]
[5,5,null,"               Total Configured Relays De-Energized Normally ",0,null,null,null,null,null,null,null,null,null,null,null,null,null,null,null,null,null,null,null,null,null,null,null,0,null,"   Total Configured Relays De-Energized Normally ",null,0,0,0,8.9999999999999993E-3,0,0,9]
[5,6,null,"               Total Configured Relays Energized Normally ",0,null,null,null,null,null,null,null,null,null,null,null,null,null,null,null,null,null,null,null,null,null,null,null,0,null,"   Total Configured Relays Energized Normally ",null,0,8.9999999999999993E-3,0,0,0,9,0]
[5,7,null,"            25 VDC Regulator Module with 1 x 8 Zone Relay Card","4007-9802",null,null,null,null,null,null,null,null,null,null,null,null,null,null,null,null,null,null,null,null,null,null,null,0,null,"25 VDC Regulator Module with 1 x 8 Zone Relay Card","4007-9802",0,0.19,0,0.44500000000000001,0,190,445]
[5,8,null,"            25 VDC Regulator Module with 2 x 8 Zone Relay Cards","4007-9802",null,null,null,null,null,null,null,null,null,null,null,null,null,null,null,null,null,null,null,null,null,null,null,0,null,"25 VDC Regulator Module with 2 x 8 Zone Relay Cards","4007-9802",0,0.28999999999999998,0,0.80100000000000005,0,290,801]
[5,9,null,"            25 VDC Regulator Module with 3 x 8 Zone Relay Cards","4007-9802",null,null,null,null,null,null,null,null,null,null,null,null,null,null,null,null,null,null,null,null,null,null,null,0,null,"25 VDC Regulator Module with 3 x 8 Zone Relay Cards","4007-9802",0,0.39,0,1.1559999999999999,0,390,1156]
[5,10,null,"            ESMX Optional Loop Mezzanine Card","4007-6312",null,null,null,null,null,null,null,null,null,null,null,null,null,null,null,null,null,null,null,null,null,null,null,0,null,"ESMX Optional Loop Mezzanine Card","4007-6312",0,0,0,0,0,0,0]
[5,11,null,"            Dual Class A Isolator Card","4007-9804",null,null,null,null,null,null,null,null,null,null,null,null,null,null,null,null,null,null,null,null,null,null,null,0,null,"Dual Class A Isolator Card","4007-9804",0,1.2699999999999999E-2,0,2.5000000000000001E-2,0,12.7,25]
[5,12,null,"            Dual RS-232 Interface Module","4007-9812",null,null,null,null,null,null,null,null,null,null,null,null,null,null,null,null,null,null,null,null,null,null,null,0,null,"Dual RS-232 Interface Module","4007-9812",0,0.06,0,0.06,0,60,60]
[5,13,null,"            Relay Module Alarm, Supervisory and Trouble","4007-9809",null,null,null,null,null,null,null,null,null,null,null,null,null,null,null,null,null,null,null,null,null,null,null,0,null,"Relay Module Alarm, Supervisory and Trouble","4007-9809",0,1.4999999999999999E-2,0,3.6999999999999998E-2,0,15,37]
[5,14,null,"            City Circuit Module with Disconnect Switch","4007-9807",null,null,null,null,null,null,null,null,null,null,null,null,null,null,null,null,null,null,null,null,null,null,null,0,null,"City Circuit Module with Disconnect Switch","4007-9807",0,{"$f":"AL165/1000","v":0.02},0,{"$f":"AM165/1000","v":3.5999999999999997E-2},0,20,36]
[5,15,null,"            City Circuit Module without Disconnect Switch","4007-9808",null,null,null,null,null,null,null,null,null,null,null,null,null,null,null,null,null,null,null,null,null,null,null,0,null,"City Circuit Module without Disconnect Switch","4007-9808",0,0.02,{"$f":"AG166*AH166","v":0},3.5999999999999997E-2,{"$f":"AG166*AJ166","v":0},20,36]
[4,0,"+","         COMMUNICATIONS",0,null,null,null,null,null,null,null,null,null,null,null,null,null,null,null,null,null,null,null,null,null,null,null,0,null,"COMMUNICATIONS",null,0,0,0,0,0]
[5,1,"★","            SDACT Module for Point or Event Reporting","4007-9806",null,null,null,null,null,null,null,null,null,null,null,null,null,null,null,null,null,null,null,null,null,null,null,0,null,"SDACT Module for Point or Event Reporting","4007-9806",0,0.03,0,0.04,0,30,40]
[5,2,"★","            IP Communicator Connected Services Gateway","4007-2504",null,null,null,null,null,null,null,null,null,null,null,null,null,null,null,null,null,null,null,null,null,null,null,0,null,"IP Communicator Connected Services Gateway","4007-2504",0,0.125,0,0.125,0,125,125]
[5,3,"★","            GSM 4G/LTE Cellular Module Kit for Internal Mount","4007-6416",null,null,null,null,null,null,null,null,null,null,null,null,null,null,null,null,null,null,null,null,null,null,null,0,null,"GSM 4G/LTE Cellular Module Kit for Internal Mount","4007-6416",0,0.02,0,0.02,0,20,20]
[4,0,"+","         ESNET",0,null,null,null,null,null,null,null,null,null,null,null,null,null,null,null,null,null,null,null,null,null,null,null,0,null,"ESNET",null,0,0,0,0,0]
[5,1,null,"            4007ES ESNet Network Card","4007-9817",null,null,null,null,null,null,null,null,null,null,null,null,null,null,null,null,null,null,null,null,null,null,null,0,null,"4007ES ESNet Network Card","4007-9817",0,0.12,0,0.12,0,120,120]
[5,2,null,"            ESNet Ethernet media card","4007-6306",null,null,null,null,null,null,null,null,null,null,null,null,null,null,null,null,null,null,null,null,null,null,null,0,null,"ESNet Ethernet media card","4007-6306",0,0.02,0,0.02,0,20,20]
[5,3,null,"            ESNet Single-mode fiber media card","4007-6308",null,null,null,null,null,null,null,null,null,null,null,null,null,null,null,null,null,null,null,null,null,null,null,0,null,"ESNet Single-mode fiber media card","4007-6308",0,0.13500000000000001,0,0.13500000000000001,0,135,135]
[5,4,null,"            ESNet Multi-mode fiber media card","4007-6309",null,null,null,null,null,null,null,null,null,null,null,null,null,null,null,null,null,null,null,null,null,null,null,0,null,"ESNet Multi-mode fiber media card","4007-6309",0,0.13500000000000001,0,0.13500000000000001,0,135,135]
[5,5,null,"            ESNet DSL (copper) media card","4007-6307",null,null,null,null,null,null,null,null,null,null,null,null,null,null,null,null,null,null,null,null,null,null,null,0,null,"ESNet DSL (copper) media card","4007-6307",0,0.155,0,0.155,0,155,155]
[4,0,"+","         REMOTE ANNUNCIATORS",0,null,null,null,null,null,null,null,null,null,null,null,null,null,null,null,null,null,null,null,null,null,null,null,0,null,"REMOTE ANNUNCIATORS",null,0,0,0,0,0]
[5,1,"★","            Red Color Touchscreen Annunciator","4606-9202",null,null,null,null,null,null,null,null,null,null,null,null,null,null,null,null,null,null,null,null,null,null,null,0,null,"Red Color Touchscreen Annunciator","4606-9202",0,7.0000000000000007E-2,0,0.124,0,70,124]
[5,2,"★","            Platinum Color Touchscreen Annunciator","4606-9205",null,null,null,null,null,null,null,null,null,null,null,null,null,null,null,null,null,null,null,null,null,null,null,0,null,"Platinum Color Touchscreen Annunciator","4606-9205",0,7.0000000000000007E-2,0,0.124,0,70,124]
[5,3,null,"            Status Command Unit","4602-9101",null,null,null,null,null,null,null,null,null,null,null,null,null,null,null,null,null,null,null,null,null,null,null,0,null,"Status Command Unit","4602-9101",0,3.5999999999999997E-2,0,5.5E-2,0,36,55]
[5,4,null,"            Remote Command Unit","4602-9102",null,null,null,null,null,null,null,null,null,null,null,null,null,null,null,null,null,null,null,null,null,null,null,0,null,"Remote Command Unit","4602-9102",0,0.04,0,0.08,0,40,80]
[2,0,"-","   4010ES",0,null,null,null,null,null,null,null,null,null,null,null,null,null,null,null,null,null,null,null,null,null,null,null,0,null,"4010ES",null,0,0,0,0,0]
[3,0,"-","      CONTROL PANELS",0,null,null,null,null,null,null,null,null,null,null,null,null,null,null,null,null,null,null,null,null,null,null,null,0,null,"CONTROL PANELS",null,0,0,0,0,0]
[4,1,"★","         English 2x40 Display, 120V, 4 NACs, Red, 1 IDNet Channel, 1 Bay Box","4010-9401",null,null,null,null,null,null,null,null,null,null,null,null,null,null,null,null,null,null,null,null,null,null,null,0,1,"English 2x40 Display, 120V, 4 NACs, Red, 1 IDNet Channel, 1 Bay Box","4010-9401",0,0.316,0,0.43,0,316,430]
[4,2,"★","         English 2x40 Display, 120V, 4 NACs, Platinum, 1 IDNet Channel, 1 Bay Box ","4010-9402",null,null,null,null,null,null,null,null,null,null,null,null,null,null,null,null,null,null,null,null,null,null,null,0,1,"English 2x40 Display, 120V, 4 NACs, Platinum, 1 IDNet Channel, 1 Bay Box ","4010-9402",0,0.316,0,0.43,0,316,430]
[4,3,null,"         English 2x40 Display, 120V, 4 NACs, Platinum, 1 IDNet Channel, 48 LEDs, 1 Bay Box","4010-9404",null,null,null,null,null,null,null,null,null,null,null,null,null,null,null,null,null,null,null,null,null,null,null,0,1,"English 2x40 Display, 120V, 4 NACs, Platinum, 1 IDNet Channel, 48 LEDs, 1 Bay Box","4010-9404",0,0.33600000000000002,0,0.495,0,336,495]
[4,4,null,"         French 2x40 Display, 120V, 4 NACs, Platinum, 1 IDNet Channel, 48 LEDs, 1 Bay Box","4010-9406",null,null,null,null,null,null,null,null,null,null,null,null,null,null,null,null,null,null,null,null,null,null,null,0,1,"French 2x40 Display, 120V, 4 NACs, Platinum, 1 IDNet Channel, 48 LEDs, 1 Bay Box","4010-9406",0,0.33600000000000002,0,0.495,0,336,495]
[4,5,null,"         English 2x40 Display, 120V, 4 NACs, Red, 2 IDNet Channels, 2 Bay Box","4010-9421",null,null,null,null,null,null,null,null,null,null,null,null,null,null,null,null,null,null,null,null,null,null,null,0,1,"English 2x40 Display, 120V, 4 NACs, Red, 2 IDNet Channels, 2 Bay Box","4010-9421",0,0.39100000000000001,0,0.54500000000000004,0,391,545]
[4,6,null,"         English 2x40 Display, 120V, 4 NACs, Platinum, 2 IDNet Channels, 48 LEDs, 2 Bay Box","4010-9428",null,null,null,null,null,null,null,null,null,null,null,null,null,null,null,null,null,null,null,null,null,null,null,0,1,"English 2x40 Display, 120V, 4 NACs, Platinum, 2 IDNet Channels, 48 LEDs, 2 Bay Box","4010-9428",0,0.41099999999999998,0,0.61,0,411,610]
[4,7,null,"         Touch Screen Display, 120V, 4 NACs, Red, 2 IDNet Channels, 2 Bay Box","4010-9435",null,null,null,null,null,null,null,null,null,null,null,null,null,null,null,null,null,null,null,null,null,null,null,0,1,"Touch Screen Display, 120V, 4 NACs, Red, 2 IDNet Channels, 2 Bay Box","4010-9435",0,0.48599999999999999,0,0.66100000000000003,0,486,661]
[4,8,null,"         English 2x40 Display, 220V-240V, 4 NACs, Red, 2 IDNet Channels, 2 Bay Box","4010-9521",null,null,null,null,null,null,null,null,null,null,null,null,null,null,null,null,null,null,null,null,null,null,null,0,1,"English 2x40 Display, 220V-240V, 4 NACs, Red, 2 IDNet Channels, 2 Bay Box","4010-9521",0,0.39100000000000001,0,0.54500000000000004,0,391,545]
[4,9,null,"         English 2x40 Display, 220V-240V, 4 NACs, Platinum, 2 IDNet Channels, 2 Bay Box","4010-9522",null,null,null,null,null,null,null,null,null,null,null,null,null,null,null,null,null,null,null,null,null,null,null,0,1,"English 2x40 Display, 220V-240V, 4 NACs, Platinum, 2 IDNet Channels, 2 Bay Box","4010-9522",0,0.39100000000000001,0,0.54500000000000004,0,391,545]
[4,10,null,"         English 2x40 Display, IDNAC, 120V, Red, 1 IDNet Channel, 1 Bay Box","4010-9601",null,null,null,null,null,null,null,null,null,null,null,null,null,null,null,null,null,null,null,null,null,null,null,0,1,"English 2x40 Display, IDNAC, 120V, Red, 1 IDNet Channel, 1 Bay Box","4010-9601",0,0.33600000000000002,0,0.54,0,336,540]
[4,11,null,"         English 2x40 Display, IDNAC, 120V, Platinum, 1 IDNet Channel, 1 Bay Box","4010-9602",null,null,null,null,null,null,null,null,null,null,null,null,null,null,null,null,null,null,null,null,null,null,null,0,1,"English 2x40 Display, IDNAC, 120V, Platinum, 1 IDNet Channel, 1 Bay Box","4010-9602",0,0.33600000000000002,0,0.54,0,336,540]
[4,12,null,"         English 2x40 Display, 120V, IDNAC, Red, 2 IDNet Channels, 2 Bay Box","4010-9621",null,null,null,null,null,null,null,null,null,null,null,null,null,null,null,null,null,null,null,null,null,null,null,0,1,"English 2x40 Display, 120V, IDNAC, Red, 2 IDNet Channels, 2 Bay Box","4010-9621",0,0.41099999999999998,0,0.65500000000000003,0,411,655]
[4,13,null,"         Touch Screen Display, 120V, IDNAC, Red, 2 IDNet Channels, 2 Bay Box","4010-9633",null,null,null,null,null,null,null,null,null,null,null,null,null,null,null,null,null,null,null,null,null,null,null,0,1,"Touch Screen Display, 120V, IDNAC, Red, 2 IDNet Channels, 2 Bay Box","4010-9633",0,0.50600000000000001,0,0.77100000000000002,0,506,771]
[4,14,"★","         English 2x40 Display, IDNAC, 220-240V, Red, 1 IDNet Channel, 1 Bay Box","4010-9701",null,null,null,null,null,null,null,null,null,null,null,null,null,null,null,null,null,null,null,null,null,null,null,0,1,"English 2x40 Display, IDNAC, 220-240V, Red, 1 IDNet Channel, 1 Bay Box","4010-9701",0,0.33600000000000002,0,0.54,0,336,540]
[4,{"$f":"IF(OR(C198=\"+\",C198=\"-\"),0,B197+1)","v":15},"★","         English 2x40 Display, IDNAC, 220-240V, Platinum, 1 IDNet Channel, 1 Bay Box","4010-9702",null,null,null,null,null,null,null,null,null,null,null,null,null,null,null,null,null,null,null,null,null,null,null,0,1,"English 2x40 Display, IDNAC, 220-240V, Platinum, 1 IDNet Channel, 1 Bay Box","4010-9702",0,0.33600000000000002,0,0.54,0,336,540]
[4,16,null,"         English 2x40 Display, 220V-240V, IDNAC, Red, 2 IDNet Channels, 2 Bay Box","4010-9721",null,null,null,null,null,null,null,null,null,null,null,null,null,null,null,null,null,null,null,null,null,null,null,0,1,"English 2x40 Display, 220V-240V, IDNAC, Red, 2 IDNet Channels, 2 Bay Box","4010-9721",0,0.41099999999999998,0,0.65500000000000003,0,411,655]
[4,17,null,"         English 2x40 Display, 220V-240V, IDNAC, Platinum, 2 IDNet Channels, 2 Bay Box","4010-9722",null,null,null,null,null,null,null,null,null,null,null,null,null,null,null,null,null,null,null,null,null,null,null,0,1,"English 2x40 Display, 220V-240V, IDNAC, Platinum, 2 IDNet Channels, 2 Bay Box","4010-9722",0,0.41099999999999998,0,0.65500000000000003,0,411,655]
[4,18,null,"         Touch Screen Display, 220-240V, IDNAC, Red, 2 IDNet Channels, 2 Bay Box",{"$f":"AF201","v":"4010-9731"},null,null,null,null,null,null,null,null,null,null,null,null,null,null,null,null,null,null,null,null,null,null,null,{"$f":"SUM(G201:W201)","v":0},1,"Touch Screen Display, 220-240V, IDNAC, Red, 2 IDNet Channels, 2 Bay Box","4010-9731",0,0.50600000000000001,0,0.77100000000000002,0,506,771]
[3,0,"+","      4010ES OPTIONAL CARDS",0,null,null,null,null,null,null,null,null,null,null,null,null,null,null,null,null,null,null,null,null,null,null,null,0,null,"4010ES OPTIONAL CARDS",null,0,0,0,0,0]
[4,1,null,"         8 Point Zone/Relay Card - FULLY LOADED","4010-9935",null,null,null,null,null,null,null,null,null,null,null,null,null,null,null,null,null,null,null,null,null,null,null,0,null,"8 Point Zone/Relay Card - FULLY LOADED","4010-9935",0,8.3000000000000004E-2,0,0.35099999999999998,0,83,351]
[4,2,null,"         8 Point Zone/Relay Card - 8 CLASS B ZONES WITH 4 ZONES IN ALARM","4010-9935",null,null,null,null,null,null,null,null,null,null,null,null,null,null,null,null,null,null,null,null,null,null,null,0,null,"8 Point Zone/Relay Card - 8 CLASS B ZONES WITH 4 ZONES IN ALARM","4010-9935",0,8.3000000000000004E-2,0,0.29499999999999998,0,83,295]
[4,3,null,{"$f":"REPT(\"   \",A205-1)&AE205","v":"         8 Point Zone/Relay Card - CARD ONLY "},"4010-9935",null,null,null,null,null,null,null,null,null,null,null,null,null,null,null,null,null,null,null,null,null,null,null,0,null,"8 Point Zone/Relay Card - CARD ONLY ","4010-9935",0,2.7E-2,0,2.7E-2,0,27,27]
[5,4,null,"               Total Configured Class B Zones",0,null,null,null,null,null,null,null,null,null,null,null,null,null,null,null,null,null,null,null,null,null,null,null,0,null,"   Total Configured Class B Zones",null,0,1.0999999999999999E-2,0,0.06,0,11,60]
[5,5,null,"               Total Cconfigured Class A Zones",0,null,null,null,null,null,null,null,null,null,null,null,null,null,null,null,null,null,null,null,null,null,null,null,0,null,"   Total Cconfigured Class A Zones",null,0,0.02,0,6.9000000000000006E-2,0,20,69]
[5,6,null,"               Total Configured Relays De-Energized Normally ",0,null,null,null,null,null,null,null,null,null,null,null,null,null,null,null,null,null,null,null,null,null,null,null,0,null,"   Total Configured Relays De-Energized Normally ",null,0,0,0,8.9999999999999993E-3,0,0,9]
[5,7,null,"               Total Configured Relays Energized Normally ",0,null,null,null,null,null,null,null,null,null,null,null,null,null,null,null,null,null,null,null,null,null,null,null,0,null,"   Total Configured Relays Energized Normally ",null,0,8.9999999999999993E-3,0,0,0,9,0]
[4,8,null,"         Flat Vesda HLI","4010-9901",null,null,null,null,null,null,null,null,null,null,null,null,null,null,null,null,null,null,null,null,null,null,null,0,null,"Flat Vesda HLI","4010-9901",0,0.06,0,0.06,0,60,60]
[4,9,null,"         4 Point flax Aux relay","4010-9908",null,null,null,null,null,null,null,null,null,null,null,null,null,null,null,null,null,null,null,null,null,null,null,0,null,"4 Point flax Aux relay","4010-9908",0,1.4999999999999999E-2,0,0.06,0,15,60]
[4,10,null,"         City Connect Module w/ disconnect switchs","4010-9909",null,null,null,null,null,null,null,null,null,null,null,null,null,null,null,null,null,null,null,null,null,null,null,0,null,"City Connect Module w/ disconnect switchs","4010-9909",0,0.02,0,3.5999999999999997E-2,0,20,36]
[4,11,null,"         City Connect Module w/o disconnect switchs","4010-9910",null,null,null,null,null,null,null,null,null,null,null,null,null,null,null,null,null,null,null,null,null,null,null,0,null,"City Connect Module w/o disconnect switchs","4010-9910",0,0.02,0,3.5999999999999997E-2,0,20,36]
[4,12,null,"         Alarm Relay Module","4010-9911",null,null,null,null,null,null,null,null,null,null,null,null,null,null,null,null,null,null,null,null,null,null,null,0,null,"Alarm Relay Module","4010-9911",0,1.4999999999999999E-2,0,3.6999999999999998E-2,0,15,37]
[4,13,null,"         SDACT","4010-9912",null,null,null,null,null,null,null,null,null,null,null,null,null,null,null,null,null,null,null,null,null,null,null,0,null,"SDACT","4010-9912",0,0.03,0,0.04,0,30,40]
[4,14,null,"         SafeLinc","4010-9913",null,null,null,null,null,null,null,null,null,null,null,null,null,null,null,null,null,null,null,null,null,null,null,0,null,"SafeLinc","4010-9913",0,0.115,0,0.115,0,115,115]
[4,15,null,"         Building Network Interface Card","4010-9914",null,null,null,null,null,null,null,null,null,null,null,null,null,null,null,null,null,null,null,null,null,null,null,0,null,"Building Network Interface Card","4010-9914",0,0.23599999999999999,0,0.23599999999999999,0,236,236]
[4,16,null,"         BacPac Ethernet Module","4010-9915",null,null,null,null,null,null,null,null,null,null,null,null,null,null,null,null,null,null,null,null,null,null,null,0,null,"BacPac Ethernet Module","4010-9915",0,0.123,0,0.123,0,123,123]
[4,17,null,"         25V Regulator Module","4010-9916",null,null,null,null,null,null,null,null,null,null,null,null,null,null,null,null,null,null,null,null,null,null,null,0,null,"25V Regulator Module","4010-9916",0,3,0,4.9000000000000004,0,3000,4900]
[4,18,null,"         ESMX Loop Card","4010-6311",null,null,null,null,null,null,null,null,null,null,null,null,null,null,null,null,null,null,null,null,null,null,null,0,null,"ESMX Loop Card","4010-6311",0,0.11799999999999999,0,0.11799999999999999,0,118,118]
[4,19,null,"         ESMX Option Card","4010-6312",null,null,null,null,null,null,null,null,null,null,null,null,null,null,null,null,null,null,null,null,null,null,null,0,null,"ESMX Option Card","4010-6312",0,0,0,0,0,0,0]
[4,20,null,"         Dual RS232 Module","4010-9918",null,null,null,null,null,null,null,null,null,null,null,null,null,null,null,null,null,null,null,null,null,null,null,0,null,"Dual RS232 Module","4010-9918",0,0.06,0,0.06,0,60,60]
[4,21,null,"         TrueInsight Remote Service Gateway Assembly for A010ES","4190-6105",null,null,null,null,null,null,null,null,null,null,null,null,null,null,null,null,null,null,null,null,null,null,null,0,null,"TrueInsight Remote Service Gateway Assembly for A010ES","4190-6105",0,6.2E-2,0,6.2E-2,0,62,62]
[4,22,null,"         8 Zone Initiating Device Circuit, Class B","4010-9920",null,null,null,null,null,null,null,null,null,null,null,null,null,null,null,null,null,null,null,null,null,null,null,0,null,"8 Zone Initiating Device Circuit, Class B","4010-9920",0,7.4999999999999997E-2,0,0.19500000000000001,0,75,195]
[4,23,null,"         8 Zone Initiating Device Circuit, Class A","4010-9921",null,null,null,null,null,null,null,null,null,null,null,null,null,null,null,null,null,null,null,null,null,null,null,0,null,"8 Zone Initiating Device Circuit, Class A","4010-9921",0,7.4999999999999997E-2,0,0.19500000000000001,0,75,195]
[4,24,null,"         Flat Network Card","4010-9922",null,null,null,null,null,null,null,null,null,null,null,null,null,null,null,null,null,null,null,null,null,null,null,0,null,"Flat Network Card","4010-9922",0,0.03,0,0.03,0,30,30]
[4,25,null,"         SafeLinc - New","4010-9923",null,null,null,null,null,null,null,null,null,null,null,null,null,null,null,null,null,null,null,null,null,null,null,0,null,"SafeLinc - New","4010-9923",0,0.14499999999999999,0,0.14499999999999999,0,145,145]
[4,26,null,"         Modem Physical Bridge - Style 4","4010-9924",null,null,null,null,null,null,null,null,null,null,null,null,null,null,null,null,null,null,null,null,null,null,null,0,null,"Modem Physical Bridge - Style 4","4010-9924",0,0.313,0,0.41299999999999998,0,313,413]
[4,27,null,"         Modem Physical Bridge - Style 7","4010-9925",null,null,null,null,null,null,null,null,null,null,null,null,null,null,null,null,null,null,null,null,null,null,null,0,null,"Modem Physical Bridge - Style 7","4010-9925",0,{"$f":"AL229/1000","v":0.36599999999999999},0,{"$f":"AM229/1000","v":0.46599999999999997},0,366,465.99999999999994]
[4,28,null,"         TCP/IP Physical Bridge - Style 4","4010-9926",null,null,null,null,null,null,null,null,null,null,null,null,null,null,null,null,null,null,null,null,null,null,null,0,null,"TCP/IP Physical Bridge - Style 4","4010-9926",0,0.19600000000000001,{"$f":"AG230*AH230","v":0},0.19600000000000001,{"$f":"AG230*AJ230","v":0},196,196]
[4,29,null,"         TCP/IP Physical Bridge - Style 7","4010-9927",null,null,null,null,null,null,null,null,null,null,null,null,null,null,null,null,null,null,null,null,null,null,null,0,null,"TCP/IP Physical Bridge - Style 7","4010-9927",0,0.23599999999999999,0,0.23599999999999999,0,236,236]
[4,30,null,"         IDNet 2+2 Card","4010-9929",null,null,null,null,null,null,null,null,null,null,null,null,null,null,null,null,null,null,null,null,null,null,null,0,null,"IDNet 2+2 Card","4010-9929",0,0.05,0,0.06,0,50,60]
[4,31,null,"         Dual Class A Isolator","4010-9930",null,null,null,null,null,null,null,null,null,null,null,null,null,null,null,null,null,null,null,null,null,null,null,0,null,"Dual Class A Isolator","4010-9930",0,1.2699999999999999E-2,0,2.5000000000000001E-2,0,12.7,25]
[4,32,null,"         Network Media Card Wirder","4010-9818",null,null,null,null,null,null,null,null,null,null,null,null,null,null,null,null,null,null,null,null,null,null,null,0,null,"Network Media Card Wirder","4010-9818",0,5.5E-2,0,5.5E-2,0,55,55]
[4,33,null,"         Network Media Card Fiber Optic","4010-9819",null,null,null,null,null,null,null,null,null,null,null,null,null,null,null,null,null,null,null,null,null,null,null,0,null,"Network Media Card Fiber Optic","4010-9819",0,2.5000000000000001E-2,0,2.5000000000000001E-2,0,25,25]
[4,34,null,"         4120 SM-L Duplex Fiber Media","4010-6301",null,null,null,null,null,null,null,null,null,null,null,null,null,null,null,null,null,null,null,null,null,null,null,0,null,"4120 SM-L Duplex Fiber Media","4010-6301",0,5.5E-2,0,5.5E-2,0,55,55]
[4,35,null,"         4120 SM-R Duplex Fiber Media","4010-6302",null,null,null,null,null,null,null,null,null,null,null,null,null,null,null,null,null,null,null,null,null,null,null,0,null,"4120 SM-R Duplex Fiber Media","4010-6302",0,5.5E-2,0,5.5E-2,0,55,55]
[4,36,null,"         4120 MM-L Duplex Fiber Media","4010-6303",null,null,null,null,null,null,null,null,null,null,null,null,null,null,null,null,null,null,null,null,null,null,null,0,null,"4120 MM-L Duplex Fiber Media","4010-6303",0,5.5E-2,0,5.5E-2,0,55,55]
[4,37,null,"         4120 MM-R Duplex Fiber Media","4010-6304",null,null,null,null,null,null,null,null,null,null,null,null,null,null,null,null,null,null,null,null,null,null,null,0,null,"4120 MM-R Duplex Fiber Media","4010-6304",0,5.5E-2,0,5.5E-2,0,55,55]
[4,38,null,"         ES Net Network Card-Flat","4010-6310",null,null,null,null,null,null,null,null,null,null,null,null,null,null,null,null,null,null,null,null,null,null,null,0,null,"ES Net Network Card-Flat","4010-6310",0,0.12,0,0.12,0,120,120]
[4,39,null,"         ES Net Network Bridge Card-Flat","4010-6320",null,null,null,null,null,null,null,null,null,null,null,null,null,null,null,null,null,null,null,null,null,null,null,0,null,"ES Net Network Bridge Card-Flat","4010-6320",0,0.12,0,0.12,0,120,120]
[4,40,null,"         ES Net NIC Dual Channel Ethernet Media Card","4010-6306",null,null,null,null,null,null,null,null,null,null,null,null,null,null,null,null,null,null,null,null,null,null,null,0,null,"ES Net NIC Dual Channel Ethernet Media Card","4010-6306",0,0.02,0,0.02,0,20,20]
[4,41,null,"         ES Net NIC Dual Channel DSL Media Card","4010-6307",null,null,null,null,null,null,null,null,null,null,null,null,null,null,null,null,null,null,null,null,null,null,null,0,null,"ES Net NIC Dual Channel DSL Media Card","4010-6307",0,0.155,0,0.155,0,155,155]
[4,42,null,"         ES Net NIC Dual Channel Single-mode Fiber Media Card","4010-6308",null,null,null,null,null,null,null,null,null,null,null,null,null,null,null,null,null,null,null,null,null,null,null,0,null,"ES Net NIC Dual Channel Single-mode Fiber Media Card","4010-6308",0,0.13500000000000001,0,0.13500000000000001,0,135,135]
[4,43,null,"         ES Net NIC Dual Channel Multi-mode Fiber Media Card","4010-6309",null,null,null,null,null,null,null,null,null,null,null,null,null,null,null,null,null,null,null,null,null,null,null,0,null,"ES Net NIC Dual Channel Multi-mode Fiber Media Card","4010-6309",0,0.13500000000000001,0,0.13500000000000001,0,135,135]
[4,44,null,"         Simple Power Over Ethernet Switch","4010-2501",null,null,null,null,null,null,null,null,null,null,null,null,null,null,null,null,null,null,null,null,null,null,null,0,null,"Simple Power Over Ethernet Switch","4010-2501",0,0.04,0,0.04,0,40,40]
[4,45,null,"         Connected Services Gateway","4010-2500",null,null,null,null,null,null,null,null,null,null,null,null,null,null,null,null,null,null,null,null,null,null,null,0,null,"Connected Services Gateway","4010-2500",0,0.125,0,0.125,0,125,125]
[4,46,null,"         IP Communicator","4010-9931",null,null,null,null,null,null,null,null,null,null,null,null,null,null,null,null,null,null,null,null,null,null,null,0,null,"IP Communicator","4010-9931",0,0.125,0,0.125,0,125,125]
[4,47,null,"         Connected Services Gateway With IP Communicator","4010-2504",null,null,null,null,null,null,null,null,null,null,null,null,null,null,null,null,null,null,null,null,null,null,null,0,null,"Connected Services Gateway With IP Communicator","4010-2504",0,0.125,0,0.125,0,125,125]
[4,48,null,"         AT&T Cellular Carrier, LTE, Panel Mounted Kit","4010-6416",null,null,null,null,null,null,null,null,null,null,null,null,null,null,null,null,null,null,null,null,null,null,null,0,null,"AT&T Cellular Carrier, LTE, Panel Mounted Kit","4010-6416",0,0.06,0,0.06,0,60,60]
[4,49,null,"         AT&T Cellular Carrier, LTE, External Box Mounted Kit","4010-6417",null,null,null,null,null,null,null,null,null,null,null,null,null,null,null,null,null,null,null,null,null,null,null,0,null,"AT&T Cellular Carrier, LTE, External Box Mounted Kit","4010-6417",0,0.06,0,0.06,0,60,60]
[4,50,null,"         4Pt - 2Amp Aux Relay Module","4010-9936",null,null,null,null,null,null,null,null,null,null,null,null,null,null,null,null,null,null,null,null,null,null,null,0,null,"4Pt - 2Amp Aux Relay Module","4010-9936",0,1.7999999999999999E-2,0,6.5000000000000002E-2,0,18,65]
[3,0,"+","      4010ES COMPATIBLE REMOTE ANNUNCIATORS",0,null,null,null,null,null,null,null,null,null,null,null,null,null,null,null,null,null,null,null,null,null,null,null,0,null,"4010ES COMPATIBLE REMOTE ANNUNCIATORS",null,0,0,0,0,0]
[4,1,null,"         RUI LCD Annunciator","4606-9102",null,null,null,null,null,null,null,null,null,null,null,null,null,null,null,null,null,null,null,null,null,null,null,0,null,"RUI LCD Annunciator","4606-9102",0,6.5000000000000002E-2,0,0.14000000000000001,0,65,140]
[4,2,null,"         RUI LCD Annunciator","4606-9102CF",null,null,null,null,null,null,null,null,null,null,null,null,null,null,null,null,null,null,null,null,null,null,null,0,null,"RUI LCD Annunciator","4606-9102CF",0,6.5000000000000002E-2,0,0.14000000000000001,0,65,140]
[4,3,null,"         Remote Unit Interface Panel w/Touch Screen Display - Red","4100-9404",null,null,null,null,null,null,null,null,null,null,null,null,null,null,null,null,null,null,null,null,null,null,null,0,null,"Remote Unit Interface Panel w/Touch Screen Display - Red","4100-9404",0,0.16,0,0.22500000000000001,0,160,225]
[4,4,null,"         Remote Unit Interface Panel w/Touch Screen Display - Platinum","4100-9405",null,null,null,null,null,null,null,null,null,null,null,null,null,null,null,null,null,null,null,null,null,null,null,0,null,"Remote Unit Interface Panel w/Touch Screen Display - Platinum","4100-9405",0,0.16,0,0.22500000000000001,0,160,225]
[4,5,null,"         Status Command Unit",{"$f":"AF258","v":"4602-9101"},null,null,null,null,null,null,null,null,null,null,null,null,null,null,null,null,null,null,null,null,null,null,null,{"$f":"SUM(G258:W258)","v":0},null,"Status Command Unit","4602-9101",0,3.5999999999999997E-2,0,5.5E-2,0,36,55]
[4,6,null,"         Remote Command Unit","4602-9102",null,null,null,null,null,null,null,null,null,null,null,null,null,null,null,null,null,null,null,null,null,null,null,0,null,"Remote Command Unit","4602-9102",0,0.04,0,0.08,0,40,80]
[2,0,"-","   4100ES",0,null,null,null,null,null,null,null,null,null,null,null,null,null,null,null,null,null,null,null,null,null,null,null,0,null,"4100ES",null,0,0,0,0,0]
[3,0,"-",{"$f":"REPT(\"   \",A261-1)&AE261","v":"      BASIC MASTER CONTROLLERS"},0,null,null,null,null,null,null,null,null,null,null,null,null,null,null,null,null,null,null,null,null,null,null,null,0,null,"BASIC MASTER CONTROLLERS",null,0,0,0,0,0,null,null,null,null,null,null,null,null,null,null,null,"https://docs.autocall.com/v/u/Autocall/en-US/4100ES-Addressable-Fire-Detection-and-Control-Basic-Panel-Modules-and-Accessories/11"]
[4,{"$f":"IF(OR(C262=\"+\",C262=\"-\"),0,B261+1)","v":1},"★","         ES-PS MSTR CTRLR 2X40","4100-9701",null,null,null,1,null,null,null,null,null,null,null,null,null,null,null,null,null,null,null,null,null,null,null,1,1,"ES-PS MSTR CTRLR 2X40","4100-9701",1,0.27700000000000002,0.27700000000000002,0.32100000000000001,0.32100000000000001,277,321,null,null,null,null,null,null,null,null,null,"https://docs.autocall.com/v/u/Autocall/en-US/4100ES-Addressable-Fire-Detection-and-Control-Basic-Panel-Modules-and-Accessories/11",null,null,null,null,1,"Basic Fire Alarm Systems"]
[4,2,null,"         ES-PS MSTR CTRLR 2X40 FRENCH","4100-9702",null,null,null,null,null,null,null,null,null,null,null,null,null,null,null,null,null,null,null,null,null,null,null,0,1,"ES-PS MSTR CTRLR 2X40 FRENCH","4100-9702",0,0.27700000000000002,0,0.32100000000000001,0,277,321,null,null,null,null,null,null,null,null,null,"https://docs.autocall.com/v/u/Autocall/en-US/4100ES-Addressable-Fire-Detection-and-Control-Basic-Panel-Modules-and-Accessories/11",null,null,null,null,1,"Basic Fire Alarm Systems"]
[4,3,"★","         ES-PS MASTER CONTROLLER W/ TOUCH SCREEN DISPLAY","4100-9706",null,null,null,null,null,null,null,null,null,null,null,null,null,null,null,null,null,null,null,null,null,null,null,0,1,"ES-PS MASTER CONTROLLER W/ TOUCH SCREEN DISPLAY","4100-9706",0,0.36199999999999999,0,0.441,0,362,441,null,null,null,null,null,null,null,null,null,"https://docs.autocall.com/v/u/Autocall/en-US/4100ES-Addressable-Fire-Detection-and-Control-Basic-Panel-Modules-and-Accessories/11",null,null,null,null,1,"Basic Fire Alarm Systems"]
[4,4,null,"         ES-PS MSTR CTRLR NO DISPLAY","4100-9709",null,null,null,null,null,null,null,null,null,null,null,null,null,null,null,null,null,null,null,null,null,null,null,0,1,"ES-PS MSTR CTRLR NO DISPLAY","4100-9709",0,0.27700000000000002,0,0.32100000000000001,0,277,321,null,null,null,null,null,null,null,null,null,"https://docs.autocall.com/v/u/Autocall/en-US/4100ES-Addressable-Fire-Detection-and-Control-Basic-Panel-Modules-and-Accessories/11",null,null,null,null,1,"Basic Fire Alarm Systems"]
[4,5,null,"         4100ES PRECONFIG REDUNDNT 120V","4100-9121",null,null,null,null,null,null,null,null,null,null,null,null,null,null,null,null,null,null,null,null,null,null,null,0,1,"4100ES PRECONFIG REDUNDNT 120V","4100-9121",0,0.749,0,0.96799999999999997,0,749,968,null,null,null,null,null,null,null,null,null,"https://docs.autocall.com/v/u/Autocall/en-US/4100ES-Redundant-CPU-Fire-Alarm-Control-Units/1",null,null,null,null,1,"Basic Fire Alarm Systems"]
[4,6,null,"         INFOALARM REDUNDANT CPU 120V","4100-9122",null,null,null,null,null,null,null,null,null,null,null,null,null,null,null,null,null,null,null,null,null,null,null,0,1,"INFOALARM REDUNDANT CPU 120V","4100-9122",0,0.81100000000000005,0,0.99299999999999999,0,811,993,null,null,null,null,null,null,null,null,null,"https://docs.autocall.com/v/u/Autocall/en-US/4100ES-Redundant-CPU-Fire-Alarm-Control-Units/1",null,null,null,null,1,"Basic Fire Alarm Systems"]
[4,7,null,"         INFOALM REDUNDANT CPU 220/240V","4100-9222",null,null,null,null,null,null,null,null,null,null,null,null,null,null,null,null,null,null,null,null,null,null,null,0,1,"INFOALM REDUNDANT CPU 220/240V","4100-9222",0,0.81100000000000005,0,0.99299999999999999,0,811,993,null,null,null,null,null,null,null,null,null,"https://docs.autocall.com/v/u/Autocall/en-US/4100ES-Redundant-CPU-Fire-Alarm-Control-Units/1",null,null,null,null,1,"Basic Fire Alarm Systems"]
[3,0,"+","      TRANSPONDERS",0,null,null,null,null,null,null,null,null,null,null,null,null,null,null,null,null,null,null,null,null,null,null,null,0,null,"TRANSPONDERS",null,0,0,0,0,0]
[4,1,"★","         BASIC TRANSPONDER","4100-9600",null,null,null,null,null,null,null,null,null,null,null,null,null,null,null,null,null,null,null,null,null,null,null,0,1,"BASIC TRANSPONDER","4100-9600",0,3.5999999999999997E-2,0,3.5999999999999997E-2,0,36,36,null,null,null,null,null,null,null,null,null,"https://docs.autocall.com/v/u/Autocall/en-US/Addressable-Fire-Detection-and-Control-MINIPLEX-Transponders/4",null,null,null,null,2,"Transponders"]
[4,2,"★","         LOCAL MODE TRANSPONDER","4100-9601",null,null,null,null,null,null,null,null,null,null,null,null,null,null,null,null,null,null,null,null,null,null,null,0,1,"LOCAL MODE TRANSPONDER","4100-9601",0,3.7999999999999999E-2,0,3.7999999999999999E-2,0,38,38,null,null,null,null,null,null,null,null,null,"https://docs.autocall.com/v/u/Autocall/en-US/Addressable-Fire-Detection-and-Control-MINIPLEX-Transponders/4",null,null,null,null,2,"Transponders"]
[3,0,"-","      REMOTE ANNUNCIATORS",0,null,null,null,null,null,null,null,null,null,null,null,null,null,null,null,null,null,null,null,null,null,null,null,0,null,"REMOTE ANNUNCIATORS",null,0,0,0,0,0]
[4,0,"+","         REMOTE ANNUNCIATOR","4100-9610",null,null,null,null,null,null,null,null,null,null,null,null,null,null,null,null,null,null,null,null,null,null,null,0,1,"REMOTE ANNUNCIATOR","4100-9610",0,3.4000000000000002E-2,0,3.4000000000000002E-2,0,34,34,null,null,null,null,null,null,null,null,null,"https://docs.autocall.com/v/u/Autocall/en-US/Remote-Annunciator-Panels/3",null,null,null,null,3,"Remote Annunciator"]
[4,0,"+","         REMOTE ANNUN EXTERNAL POWER","4100-9611",null,null,null,null,null,null,null,null,null,null,null,null,null,null,null,null,null,null,null,null,null,null,null,0,null,"REMOTE ANNUN EXTERNAL POWER","4100-9611",0,3.4000000000000002E-2,0,3.4000000000000002E-2,0,34,34,null,null,null,null,null,null,null,null,null,"https://docs.autocall.com/v/u/Autocall/en-US/Remote-Annunciator-Panels/3",null,null,null,null,3,"Remote Annunciator"]
[4,0,"+","         REMOTE ANNUNCIATOR W/TOUCH SCREEN","4100-9616",null,null,null,null,null,null,null,null,null,null,null,null,null,null,null,null,null,null,null,null,null,null,null,0,1,"REMOTE ANNUNCIATOR W/TOUCH SCREEN","4100-9616",0,9.5000000000000001E-2,0,0.16500000000000001,0,95,165,null,null,null,null,null,null,null,null,null,"https://docs.autocall.com/v/u/Autocall/en-US/Remote-Annunciator-Panels/3",null,null,null,null,3,"Remote Annunciator"]
[4,0,"+","         BASIC REMOTE ANNUNCIATOR W/TOUCH SCREEN","4100-9617",null,null,null,null,null,null,null,null,null,null,null,null,null,null,null,null,null,null,null,null,null,null,null,0,null,"BASIC REMOTE ANNUNCIATOR W/TOUCH SCREEN","4100-9617",0,9.5000000000000001E-2,0,0.16500000000000001,0,95,165,null,null,null,null,null,null,null,null,null,"https://docs.autocall.com/v/u/Autocall/en-US/Remote-Annunciator-Panels/3",null,null,null,null,3,"Remote Annunciator"]
[4,0,"+","         REMOTE ES TOUCH SCREEN DISPLAY RED","4100-9404",null,null,null,null,null,null,null,null,null,null,null,null,null,null,null,null,null,null,null,null,null,null,null,0,null,"REMOTE ES TOUCH SCREEN DISPLAY RED","4100-9404",0,0.16,0,0.22500000000000001,0,160,225,null,null,null,null,null,null,null,null,null,"https://docs.autocall.com/v/u/Autocall/en-US/Remote-Annunciator-Panels/3",null,null,null,null,3,"Remote Annunciator"]
[4,0,"+","         REMOTE ES TOUCH SCREEN DISPLAY PLATINUM","4100-9405",null,null,null,null,null,null,null,null,null,null,null,null,null,null,null,null,null,null,null,null,null,null,null,0,null,"REMOTE ES TOUCH SCREEN DISPLAY PLATINUM","4100-9405",0,0.16,0,0.22500000000000001,0,160,225,null,null,null,null,null,null,null,null,null,"https://docs.autocall.com/v/u/Autocall/en-US/Remote-Annunciator-Panels/3",null,null,null,null,3,"Remote Annunciator"]
[4,0,"+","         STATUS COMMAND UNIT (SCU)","4602-9101",null,null,null,null,null,null,null,null,null,null,null,null,null,null,null,null,null,null,null,null,null,null,null,0,null,"STATUS COMMAND UNIT (SCU)","4602-9101",0,3.5999999999999997E-2,0,5.5E-2,0,36,55,null,null,null,null,null,null,null,null,null,"https://docs.autocall.com/v/u/Autocall/en-US/Remote-Annunciator-Panels/3",null,null,null,null,3,"Remote Annunciator"]
[4,0,"+",{"$f":"REPT(\"   \",A280-1)&AE280","v":"         REMOTE COMMAND UNIT (RCU)"},{"$f":"AF280","v":"4602-9102"},null,null,null,null,null,null,null,null,null,null,null,null,null,null,null,null,null,null,null,null,null,null,null,{"$f":"SUM(G280:W280)","v":0},null,"REMOTE COMMAND UNIT (RCU)","4602-9102",0,{"$f":"AL280/1000","v":0.04},{"$f":"AG280*AH280","v":0},{"$f":"AM280/1000","v":0.08},{"$f":"AG280*AJ280","v":0},40,80,null,null,null,null,null,null,null,null,null,"https://docs.autocall.com/v/u/Autocall/en-US/Remote-Annunciator-Panels/3",null,null,null,null,3,"Remote Annunciator"]
[4,0,"+","         REMOTE LCD ANNUNCIATOR","4603-9101",null,null,null,1,null,null,null,null,null,null,null,null,null,null,null,null,null,null,null,null,null,null,null,1,null,"REMOTE LCD ANNUNCIATOR","4603-9101",1,6.5000000000000002E-2,6.5000000000000002E-2,0.14000000000000001,0.14000000000000001,65,140,null,null,null,null,null,null,null,null,null,"https://docs.autocall.com/v/u/Autocall/en-US/Remote-Annunciator-Panels/3",null,null,null,null,3,"Remote Annunciator"]
[3,0,"+","      ES NET NETWORK DISPLAY UNITS (NDU)",0,null,null,null,null,null,null,null,null,null,null,null,null,null,null,null,null,null,null,null,null,null,null,null,0,1,"ES NET NETWORK DISPLAY UNITS (NDU)",null,0,0,0,0,0,null,null,null,null,null,null,null,null,null,null,null,"https://docs.autocall.com/v/u/Autocall/en-US/4100ES-Network-Display-Units-with-Voice-Command-Center-and-ES-PS-Power-Supplies-for-ES-Net/7"]
[4,1,null,"         ES NET NDU 2X40","4100-9750",null,null,null,null,null,null,null,null,null,null,null,null,null,null,null,null,null,null,null,null,null,null,null,0,1,"ES NET NDU 2X40","4100-9750",0,0.39700000000000002,0,0.441,0,397,441,null,null,null,null,null,null,null,null,null,"https://docs.autocall.com/v/u/Autocall/en-US/4100ES-Network-Display-Units-with-Voice-Command-Center-and-ES-PS-Power-Supplies-for-ES-Net/7",null,null,null,null,4,"ES Net Network Display Units"]
[4,2,null,"         ES NET NDU 2X40 FRENCH","4100-9751",null,null,null,null,null,null,null,null,null,null,null,null,null,null,null,null,null,null,null,null,null,null,null,0,1,"ES NET NDU 2X40 FRENCH","4100-9751",0,0.39700000000000002,0,0.441,0,397,441,null,null,null,null,null,null,null,null,null,"https://docs.autocall.com/v/u/Autocall/en-US/4100ES-Network-Display-Units-with-Voice-Command-Center-and-ES-PS-Power-Supplies-for-ES-Net/7",null,null,null,null,4,"ES Net Network Display Units"]
[4,3,null,"         ES NET NDU W/ ES-PS, TOUCH SCREEN DISPLAY","4100-9755",null,null,null,null,null,null,null,null,null,null,null,null,null,null,null,null,null,null,null,null,null,null,null,0,1,"ES NET NDU W/ ES-PS, TOUCH SCREEN DISPLAY","4100-9755",0,0.48199999999999998,0,0.56100000000000005,0,482,561,null,null,null,null,null,null,null,null,null,"https://docs.autocall.com/v/u/Autocall/en-US/4100ES-Network-Display-Units-with-Voice-Command-Center-and-ES-PS-Power-Supplies-for-ES-Net/7",null,null,null,null,4,"ES Net Network Display Units"]
[4,4,null,"         ES NET NDU 2X40 VOICE","4100-9760",null,null,null,null,null,null,null,null,null,null,null,null,null,null,null,null,null,null,null,null,null,null,null,0,1,"ES NET NDU 2X40 VOICE","4100-9760",0,0.78400000000000003,0,0.83699999999999997,0,784,837,null,null,null,null,null,null,null,null,null,"https://docs.autocall.com/v/u/Autocall/en-US/4100ES-Network-Display-Units-with-Voice-Command-Center-and-ES-PS-Power-Supplies-for-ES-Net/7",null,null,null,null,4,"ES Net Network Display Units"]
[4,5,null,"         ES NET NDU 2X40 VOICE FRENCH","4100-9761",null,null,null,null,null,null,null,null,null,null,null,null,null,null,null,null,null,null,null,null,null,null,null,0,1,"ES NET NDU 2X40 VOICE FRENCH","4100-9761",0,0.78400000000000003,0,0.83699999999999997,0,784,837,null,null,null,null,null,null,null,null,null,"https://docs.autocall.com/v/u/Autocall/en-US/4100ES-Network-Display-Units-with-Voice-Command-Center-and-ES-PS-Power-Supplies-for-ES-Net/7",null,null,null,null,4,"ES Net Network Display Units"]
[4,6,null,"         ES NET NDU W/ ES-PS, VOICE, TOUCH SCREEN DISPLAY","4100-9765",null,null,null,null,null,null,null,null,null,null,null,null,null,null,null,null,null,null,null,null,null,null,null,0,1,"ES NET NDU W/ ES-PS, VOICE, TOUCH SCREEN DISPLAY","4100-9765",0,0.86899999999999999,0,0.95699999999999996,0,869,957,null,null,null,null,null,null,null,null,null,"https://docs.autocall.com/v/u/Autocall/en-US/4100ES-Network-Display-Units-with-Voice-Command-Center-and-ES-PS-Power-Supplies-for-ES-Net/7",null,null,null,null,4,"ES Net Network Display Units"]
[3,0,"+","      4120 NETWORK DISPLAY UNITS (NDU)",0,null,null,null,null,null,null,null,null,null,null,null,null,null,null,null,null,null,null,null,null,null,null,null,0,null,"4120 NETWORK DISPLAY UNITS (NDU)",null,0,0,0,0,0,null,null,null,null,null,null,null,null,null,null,null,"https://docs.autocall.com/v/u/Autocall/en-US/Network-Annunciator-Panels-for-4120-Network-4100ES-Network-Display-Units-with-Voice-Command-Center-and-ES-PS-Power-Supplies-for-4120-Network/8"]
[4,1,null,"         4120 NDU 2X40","4100-9720",null,null,null,null,null,null,null,null,null,null,null,null,null,null,null,null,null,null,null,null,null,null,null,0,1,"4120 NDU 2X40","4100-9720",0,0.32300000000000001,0,0.36699999999999999,0,323,367,null,null,null,null,null,null,null,null,null,"https://docs.autocall.com/v/u/Autocall/en-US/Network-Annunciator-Panels-for-4120-Network-4100ES-Network-Display-Units-with-Voice-Command-Center-and-ES-PS-Power-Supplies-for-4120-Network/8",null,null,null,null,5,"4120 Network Display Units"]
[4,2,null,"         4120 NDU 2X40 FRENCH","4100-9721",null,null,null,null,null,null,null,null,null,null,null,null,null,null,null,null,null,null,null,null,null,null,null,0,1,"4120 NDU 2X40 FRENCH","4100-9721",0,0.32300000000000001,0,0.36699999999999999,0,323,367,null,null,null,null,null,null,null,null,null,"https://docs.autocall.com/v/u/Autocall/en-US/Network-Annunciator-Panels-for-4120-Network-4100ES-Network-Display-Units-with-Voice-Command-Center-and-ES-PS-Power-Supplies-for-4120-Network/8",null,null,null,null,5,"4120 Network Display Units"]
[4,3,null,"         4120 NDU W/ ES-PS, TOUCH SCREEN DISPLAY","4100-9725",null,null,null,null,null,null,null,null,null,null,null,null,null,null,null,null,null,null,null,null,null,null,null,0,1,"4120 NDU W/ ES-PS, TOUCH SCREEN DISPLAY","4100-9725",0,{"$f":"AL292/1000","v":0.40799999999999997},0,{"$f":"AM292/1000","v":0.48699999999999999},0,408,487,null,null,null,null,null,null,null,null,null,null,null,null,null,null,5,"4120 Network Display Units"]
[4,4,null,"         4120 NDU 2X40 VOICE","4100-9730",null,null,null,null,null,null,null,null,null,null,null,null,null,null,null,null,null,null,null,null,null,null,null,0,1,"4120 NDU 2X40 VOICE","4100-9730",0,0.63600000000000001,{"$f":"AG293*AH293","v":0},0.68899999999999995,{"$f":"AG293*AJ293","v":0},636,689,null,null,null,null,null,null,null,null,null,"https://docs.autocall.com/v/u/Autocall/en-US/Network-Annunciator-Panels-for-4120-Network-4100ES-Network-Display-Units-with-Voice-Command-Center-and-ES-PS-Power-Supplies-for-4120-Network/8",null,null,null,null,5,"4120 Network Display Units"]
[4,5,null,"         4120 NDU 2X40 VOICE FRENCH","4100-9731",null,null,null,null,null,null,null,null,null,null,null,null,null,null,null,null,null,null,null,null,null,null,null,0,1,"4120 NDU 2X40 VOICE FRENCH","4100-9731",0,0.63600000000000001,0,0.68899999999999995,0,636,689,null,null,null,null,null,null,null,null,null,"https://docs.autocall.com/v/u/Autocall/en-US/Network-Annunciator-Panels-for-4120-Network-4100ES-Network-Display-Units-with-Voice-Command-Center-and-ES-PS-Power-Supplies-for-4120-Network/8",null,null,null,null,5,"4120 Network Display Units"]
[4,6,null,"         4120 NDU W/ ES-PS, VOICE, TOUCH SCREEN DISPLAY","4100-9735",null,null,null,null,null,null,null,null,null,null,null,null,null,null,null,null,null,null,null,null,null,null,null,0,1,"4120 NDU W/ ES-PS, VOICE, TOUCH SCREEN DISPLAY","4100-9735",0,0.72099999999999997,0,0.80900000000000005,0,721,809,null,null,null,null,null,null,null,null,null,null,null,null,null,null,5,"4120 Network Display Units"]
[3,0,"-","      POWER SUPPLIES AND NAC EXPANSION MODULES",0,null,null,null,null,null,null,null,null,null,null,null,null,null,null,null,null,null,null,null,null,null,null,null,0,null,"POWER SUPPLIES AND NAC EXPANSION MODULES",null,0,0,0,0,0]
[4,1,null,"         8V DC CONVERTER","4100-0156",null,null,null,null,null,null,null,null,null,null,null,null,null,null,null,null,null,null,null,null,null,null,null,0,null,"8V DC CONVERTER","4100-0156",0,0,0,0,0,0,0,null,null,null,null,null,null,null,null,null,"https://docs.autocall.com/v/u/Autocall/en-US/4100ES-Addressable-Fire-Detection-and-Control-Basic-Panel-Modules-and-Accessories/11",null,null,null,null,6," Power Supplies / Expansion NAC modules"]
[4,2,null,"         25VDC VOLTAGE REGULATOR","4100-5130",null,null,null,null,null,null,null,null,null,null,null,null,null,null,null,null,null,null,null,null,null,null,null,0,null,"25VDC VOLTAGE REGULATOR","4100-5130",0,0,0,0,0,0,0,null,null,null,null,null,null,null,null,null,"https://docs.autocall.com/v/u/Autocall/en-US/4100ES-Addressable-Fire-Detection-and-Control-Basic-Panel-Modules-and-Accessories/11",null,null,null,null,6," Power Supplies / Expansion NAC modules"]
[4,3,"★","         ES-PS FAN MODULE","4100-5131",null,null,null,1,null,null,null,null,null,null,null,null,null,null,null,null,null,null,null,null,null,null,null,1,null,"ES-PS FAN MODULE","4100-5131",1,0,0,0.2,0.2,null,200,null,null,null,null,null,null,null,null,null,"https://docs.autocall.com/v/u/Autocall/en-US/4100ES-Addressable-Fire-Detection-and-Control-Basic-Panel-Modules-and-Accessories/11",null,null,null,null,6," Power Supplies / Expansion NAC modules"]
[4,4,null,"         POWER MODULE, 2A, 12 VOLTS","4100-5152",null,null,null,null,null,null,null,null,null,null,null,null,null,null,null,null,null,null,null,null,null,null,null,0,null,"POWER MODULE, 2A, 12 VOLTS","4100-5152",0,1.5,0,1.5,0,1500,1500,null,null,null,null,null,null,null,null,null,"https://docs.autocall.com/v/u/Autocall/en-US/4100ES-Addressable-Fire-Detection-and-Control-Basic-Panel-Modules-and-Accessories/11",null,null,null,null,6," Power Supplies / Expansion NAC modules"]
[4,5,"★","         ES-PS POWER SUPPLY","4100-5401",null,null,null,1,null,null,null,null,null,null,null,null,null,null,null,null,null,null,null,null,null,null,null,1,null,"ES-PS POWER SUPPLY","4100-5401",1,6.8000000000000005E-2,6.8000000000000005E-2,7.6999999999999999E-2,7.6999999999999999E-2,68,77,null,null,null,null,null,null,null,null,null,"https://docs.autocall.com/v/u/Autocall/en-US/4100ES-Addressable-Fire-Detection-and-Control-Basic-Panel-Modules-and-Accessories/11",null,null,null,null,6," Power Supplies / Expansion NAC modules"]
[4,6,"★","         ES-XPS POWER SUPPLY","4100-5402",null,null,null,null,null,null,null,null,null,null,null,null,null,null,null,null,null,null,null,null,null,null,null,0,null,"ES-XPS POWER SUPPLY","4100-5402",0,6.8000000000000005E-2,0,7.6999999999999999E-2,0,68,77,null,null,null,null,null,null,null,null,null,"https://docs.autocall.com/v/u/Autocall/en-US/4100ES-Addressable-Fire-Detection-and-Control-Basic-Panel-Modules-and-Accessories/11",null,null,null,null,6," Power Supplies / Expansion NAC modules"]
[4,7,"★","         NAC CARD","4100-5450",null,null,null,null,null,null,null,null,null,null,null,null,null,null,null,null,null,null,null,null,null,null,null,0,null,"NAC CARD","4100-5450",0,6.6000000000000003E-2,0,6.6000000000000003E-2,0,66,66,null,null,null,null,null,null,null,null,null,"https://docs.autocall.com/v/u/Autocall/en-US/4100ES-Addressable-Fire-Detection-and-Control-Basic-Panel-Modules-and-Accessories/11",null,null,null,null,6," Power Supplies / Expansion NAC modules"]
[4,8,"★","         IDNAC CARD","4100-5451",null,null,null,1,null,null,null,null,null,null,null,null,null,null,null,null,null,null,null,null,null,null,null,1,null,"IDNAC CARD","4100-5451",1,0.124,0.124,0.23,0.23,124,230,null,null,null,null,null,null,null,null,null,"https://docs.autocall.com/v/u/Autocall/en-US/4100ES-Addressable-Fire-Detection-and-Control-Basic-Panel-Modules-and-Accessories/11",null,null,null,null,6," Power Supplies / Expansion NAC modules"]
[4,9,null,"         DUAL CLASS A ISOLATOR - IDNAC","4100-6103",null,null,null,null,null,null,null,null,null,null,null,null,null,null,null,null,null,null,null,null,null,null,null,0,null,"DUAL CLASS A ISOLATOR - IDNAC","4100-6103",0,8.3000000000000001E-3,0,1.8499999999999999E-2,0,8.3000000000000007,18.5,null,null,null,null,null,null,null,null,null,"https://docs.autocall.com/v/u/Autocall/en-US/4100ES-Addressable-Fire-Detection-and-Control-Basic-Panel-Modules-and-Accessories/11",null,null,null,null,6," Power Supplies / Expansion NAC modules"]
[3,0,"+","      TRANSPONDER INTERFACE MODULES",0,null,null,null,null,null,null,null,null,null,null,null,null,null,null,null,null,null,null,null,null,null,null,null,0,null,"TRANSPONDER INTERFACE MODULES",null,0,0,0,0,0]
[4,1,null,"         TRANSPONDER IF MODULE","4100-0620",null,null,null,null,null,null,null,null,null,null,null,null,null,null,null,null,null,null,null,null,null,null,null,0,null,"TRANSPONDER IF MODULE","4100-0620",0,3.5999999999999997E-2,0,3.5999999999999997E-2,0,36,36,null,null,null,null,null,null,null,null,null,null,null,null,null,null,7," Transponder Interface Modules"]
[4,2,null,"         ANALOG AUDIO RISER MODULE","4100-0621",null,null,null,null,null,null,null,null,null,null,null,null,null,null,null,null,null,null,null,null,null,null,null,0,null,"ANALOG AUDIO RISER MODULE","4100-0621",0,0,0,1.4999999999999999E-2,0,0,15,null,null,null,null,null,null,null,null,null,"https://docs.autocall.com/v/u/Autocall/en-US/Addressable-Fire-Detection-and-Control-MINIPLEX-Transponders/4",null,null,null,null,7," Transponder Interface Modules"]
[4,3,null,"         DIGITAL AUDIO RISER MODULE","4100-0622",null,null,null,null,null,null,null,null,null,null,null,null,null,null,null,null,null,null,null,null,null,null,null,0,null,"DIGITAL AUDIO RISER MODULE","4100-0622",0,7.0000000000000007E-2,0,7.0000000000000007E-2,0,70,70,null,null,null,null,null,null,null,null,null,"https://docs.autocall.com/v/u/Autocall/en-US/Addressable-Fire-Detection-and-Control-MINIPLEX-Transponders/4",null,null,null,null,7," Transponder Interface Modules"]
[4,4,null,"         LOCAL MODE TPR IF","4100-0625",null,null,null,null,null,null,null,null,null,null,null,null,null,null,null,null,null,null,null,null,null,null,null,0,null,"LOCAL MODE TPR IF","4100-0625",0,3.7999999999999999E-2,0,3.7999999999999999E-2,0,38,38,null,null,null,null,null,null,null,null,null,null,null,null,null,null,7," Transponder Interface Modules"]
[4,5,null,"         UTILITY BLOC, 16 TERMINALS","4100-0632",null,null,null,null,null,null,null,null,null,null,null,null,null,null,null,null,null,null,null,null,null,null,null,0,null,"UTILITY BLOC, 16 TERMINALS","4100-0632",0,0,0,0,0,0,0,null,null,null,null,null,null,null,null,null,null,null,null,null,null,7," Transponder Interface Modules"]
[4,6,null,"         TRANSPONDER TAMPER SWITCH","4100-0633",null,null,null,null,null,null,null,null,null,null,null,null,null,null,null,null,null,null,null,null,null,null,null,0,null,"TRANSPONDER TAMPER SWITCH","4100-0633",0,0,0,1E-3,0,0,1,null,null,null,null,null,null,null,null,null,null,null,null,null,null,7," Transponder Interface Modules"]
[3,0,"-","      NETWORK MODULES",0,null,null,null,null,null,null,null,null,null,null,null,null,null,null,null,null,null,null,null,null,null,null,null,0,null,"NETWORK MODULES",null,0,0,0,0,0]
[4,1,null,"         NETWORK MEDIA CARD WIRED","4100-6056",null,null,null,null,null,null,null,null,null,null,null,null,null,null,null,null,null,null,null,null,null,null,null,0,null,"NETWORK MEDIA CARD WIRED","4100-6056",0,5.5E-2,0,5.5E-2,0,55,55,null,null,null,null,null,null,null,null,"AC4100-1036","https://docs.autocall.com/v/u/Autocall/en-US/Network-Annunciator-Panels-for-4120-Network-4100ES-Network-Display-Units-with-Voice-Command-Center-and-ES-PS-Power-Supplies-for-4120-Network/8",null,null,null,null,8," Network Modules"]
[4,2,null,"         MODULAR NIC, REDUNDANT","4100-6061",null,null,null,null,null,null,null,null,null,null,null,null,null,null,null,null,null,null,null,null,null,null,null,0,null,"MODULAR NIC, REDUNDANT","4100-6061",0,4.5999999999999999E-2,0,4.5999999999999999E-2,0,46,46,null,null,null,null,null,null,null,null,null,null,null,null,null,null,8," Network Modules"]
[4,3,null,"         PHYSICAL BRIDGE, CLASS B","4100-6101",null,null,null,null,null,null,null,null,null,null,null,null,null,null,null,null,null,null,null,null,null,null,null,0,null,"PHYSICAL BRIDGE, CLASS B","4100-6101",0,0.21,0,0.21,0,210,210,null,null,null,null,null,null,null,null,null,"https://docs.autocall.com/v/u/Autocall/en-US/4100ES-Network-Display-Units-with-Voice-Command-Center-and-ES-PS-Power-Supplies-for-ES-Net/7",null,null,null,null,8," Network Modules"]
[4,4,null,"         PHYSICAL BRIDGE, CLASS X","4100-6102",null,null,null,null,null,null,null,null,null,null,null,null,null,null,null,null,null,null,null,null,null,null,null,0,null,"PHYSICAL BRIDGE, CLASS X","4100-6102",0,0.3,0,0.3,0,300,300,null,null,null,null,null,null,null,null,null,"https://docs.autocall.com/v/u/Autocall/en-US/4100ES-Network-Display-Units-with-Voice-Command-Center-and-ES-PS-Power-Supplies-for-ES-Net/7",null,null,null,null,8," Network Modules"]
[4,5,null,"         ESNET NTWK INTERFACE CARD SLOT","4100-6104",null,null,null,1,null,null,null,null,null,null,null,null,null,null,null,null,null,null,null,null,null,null,null,1,null,"ESNET NTWK INTERFACE CARD SLOT","4100-6104",1,0.12,0.12,0.12,0.12,120,120,null,null,null,null,null,null,null,null,null,"https://docs.autocall.com/v/u/Autocall/en-US/4100ES-Network-Display-Units-with-Voice-Command-Center-and-ES-PS-Power-Supplies-for-ES-Net/7",null,null,null,null,8," Network Modules"]
[4,6,null,"         ES NET ETHERNET MEDIA CARD","4100-6306",null,null,null,null,null,null,null,null,null,null,null,null,null,null,null,null,null,null,null,null,null,null,null,0,null,"ES NET ETHERNET MEDIA CARD","4100-6306",0,0.02,0,0.02,0,20,20,null,null,null,null,null,null,null,null,null,"https://docs.autocall.com/v/u/Autocall/en-US/ES-Net-Network-Applications-Communications-Options-and-Specifications/12",null,null,null,null,8," Network Modules"]
[4,7,null,"         ES NET DSL MEDIA CARD","4100-6307",null,null,null,null,null,null,null,null,null,null,null,null,null,null,null,null,null,null,null,null,null,null,null,0,null,"ES NET DSL MEDIA CARD","4100-6307",0,0.155,0,0.155,0,155,155,null,null,null,null,null,null,null,null,null,"https://docs.autocall.com/v/u/Autocall/en-US/ES-Net-Network-Applications-Communications-Options-and-Specifications/12",null,null,null,null,8," Network Modules"]
[4,8,null,"         ES NET SM FIBER MEDIA CARD","4100-6308",null,null,null,1,null,null,null,null,null,null,null,null,null,null,null,null,null,null,null,null,null,null,null,1,null,"ES NET SM FIBER MEDIA CARD","4100-6308",1,0.13500000000000001,0.13500000000000001,0.13500000000000001,0.13500000000000001,135,135,null,null,null,null,null,null,null,null,null,"https://docs.autocall.com/v/u/Autocall/en-US/ES-Net-Network-Applications-Communications-Options-and-Specifications/12",null,null,null,null,8," Network Modules"]
[4,9,null,"         ES NET MM FIBER MEDIA CARD",{"$f":"AF322","v":"4100-6309"},null,null,null,null,null,null,null,null,null,null,null,null,null,null,null,null,null,null,null,null,null,null,null,{"$f":"SUM(G322:W322)","v":0},null,"ES NET MM FIBER MEDIA CARD","4100-6309",0,0.13500000000000001,0,0.13500000000000001,0,135,135,null,null,null,null,null,null,null,null,null,"https://docs.autocall.com/v/u/Autocall/en-US/ES-Net-Network-Applications-Communications-Options-and-Specifications/12",null,null,null,null,8," Network Modules"]
[4,10,null,"         ESNET NTWK INTERFACE CARD FLAT","4100-6310",null,null,null,null,null,null,null,null,null,null,null,null,null,null,null,null,null,null,null,null,null,null,null,0,null,"ESNET NTWK INTERFACE CARD FLAT","4100-6310",0,0.12,0,0.12,0,120,120,null,null,null,null,null,null,null,null,null,"https://docs.autocall.com/v/u/Autocall/en-US/ES-Net-Network-Applications-Communications-Options-and-Specifications/12",null,null,null,null,8," Network Modules"]
[4,11,null,"         ES Net Network Bridge","4100-6320",null,null,null,null,null,null,null,null,null,null,null,null,null,null,null,null,null,null,null,null,null,null,null,0,null,"ES Net Network Bridge","4100-6320",0,0.12,0,0.12,0,120,120,null,null,null,null,null,null,null,null,null,null,null,null,null,null,8," Network Modules"]
[4,12,null,"         BNIC MODULE","4100-6047",null,null,null,null,null,null,null,null,null,null,null,null,null,null,null,null,null,null,null,null,null,null,null,0,null,"BNIC MODULE","4100-6047",0,0.29099999999999998,0,0.29099999999999998,0,291,291,null,null,null,null,null,null,null,null,null,"https://docs.autocall.com/v/u/Autocall/en-US/Building-Network-Interface-Card-BNIC-Model-A100-6047/7",null,null,null,null,9," Network Modules"]
[3,{"$f":"IF(OR(C326=\"+\",C326=\"-\"),0,B325+1)","v":0},"-","      IDNET AND ESMX LOOP MODULES",0,null,null,null,null,null,null,null,null,null,null,null,null,null,null,null,null,null,null,null,null,null,null,null,0,null,"IDNET AND ESMX LOOP MODULES",null,0,0,0,0,0]
[4,1,null,"         IDNET2 250PT 2 LOOP MODULE","4100-3109",null,null,null,1,null,null,null,null,null,null,null,null,null,null,null,null,null,null,null,null,null,null,null,1,null,"IDNET2 250PT 2 LOOP MODULE","4100-3109",1,0.05,0.05,0.06,0.06,50,60,null,null,250,350,null,null,null,null,null,"https://docs.autocall.com/v/u/Autocall/en-US/4100ES-Addressable-Fire-Detection-and-Control-Basic-Panel-Modules-and-Accessories/11",null,null,null,null,10," IDNet, Mapnet, and (ES)MX Modules"]
[4,2,null,"         IDNET2+2 250 POINT 4 LOOP MOD","4100-3110",null,null,null,null,null,null,null,null,null,null,null,null,null,null,null,null,null,null,null,null,null,null,null,0,null,"IDNET2+2 250 POINT 4 LOOP MOD","4100-3110",0,0.05,0,0.06,0,50,60,null,null,null,null,null,null,null,null,null,"https://docs.autocall.com/v/u/Autocall/en-US/4100ES-Addressable-Fire-Detection-and-Control-Basic-Panel-Modules-and-Accessories/11",null,null,null,null,10," IDNet, Mapnet, and (ES)MX Modules"]
[4,3,null,"         MSTR CTLR IDNET2, FACTORY ONLY","4100-3117",null,null,null,1,null,null,null,null,null,null,null,null,null,null,null,null,null,null,null,null,null,null,null,1,null,"MSTR CTLR IDNET2, FACTORY ONLY","4100-3117",1,0.05,0.05,0.06,0.06,50,60,null,null,null,null,null,null,null,null,null,"https://docs.autocall.com/v/u/Autocall/en-US/4100ES-Addressable-Fire-Detection-and-Control-Basic-Panel-Modules-and-Accessories/11",null,null,null,null,10," IDNet, Mapnet, and (ES)MX Modules"]
[4,4,null,{"$f":"REPT(\"   \",A330-1)&AE330","v":"         MSTR CTRL ESMXLOOP,FACTORY ONLY"},"4100-3120",null,null,null,null,null,null,null,null,null,null,null,null,null,null,null,null,null,null,null,null,null,null,null,0,null,"MSTR CTRL ESMXLOOP,FACTORY ONLY","4100-3120",0,0.11799999999999999,0,0.11799999999999999,0,118,118,null,null,null,null,null,null,null,null,null,null,null,null,null,null,10," IDNet, Mapnet, and (ES)MX Modules"]
[4,5,null,"         ESMX LOOP","4100-6311",null,null,null,null,null,null,null,null,null,null,null,null,null,null,null,null,null,null,null,null,null,null,null,0,null,"ESMX LOOP","4100-6311",0,0.11799999999999999,0,0.11799999999999999,0,118,118,null,null,null,null,null,null,null,null,null,null,null,null,null,null,10," IDNet, Mapnet, and (ES)MX Modules"]
[4,6,null,"         ESMX LOOP OPTION ","4100-6312",null,null,null,null,null,null,null,null,null,null,null,null,null,null,null,null,null,null,null,null,null,null,null,0,null,"ESMX LOOP OPTION ","4100-6312",0,0,0,0,0,0,0,null,null,null,null,null,null,null,null,null,null,null,null,null,null,10," IDNet, Mapnet, and (ES)MX Modules"]
[3,0,"+","      ZONE MODULES",0,null,null,null,null,null,null,null,null,null,null,null,null,null,null,null,null,null,null,null,null,null,null,null,0,null,"ZONE MODULES",null,0,0,0,0,0]
[4,1,null,"         8 Point Zone/Relay Card - FULLY LOADED","4100-5013",null,null,null,null,null,null,null,null,null,null,null,null,null,null,null,null,null,null,null,null,null,null,null,0,null,"8 Point Zone/Relay Card - FULLY LOADED","4100-5013",0,8.3000000000000004E-2,0,0.35099999999999998,0,83,351,null,null,null,null,null,null,null,null,null,null,null,null,null,null,10," Zone Modules"]
[4,2,null,"         8 Point Zone/Relay Card - 8 CLASS B ZONES WITH 4 ZONES IN ALARM","4100-5013",null,null,null,null,null,null,null,null,null,null,null,null,null,null,null,null,null,null,null,null,null,null,null,0,null,"8 Point Zone/Relay Card - 8 CLASS B ZONES WITH 4 ZONES IN ALARM","4100-5013",0,8.3000000000000004E-2,0,0.29499999999999998,0,83,295,null,null,null,null,null,null,null,null,"AC4100-1031","https://docs.autocall.com/v/u/Autocall/en-US/4100ES-Addressable-Fire-Detection-and-Control-Basic-Panel-Modules-and-Accessories/11",null,null,null,null,10," Zone Modules"]
[4,3,null,"         8 Point Zone/Relay Card - CARD ONLY ","4100-5013",null,null,null,null,null,null,null,null,null,null,null,null,null,null,null,null,null,null,null,null,null,null,null,0,null,"8 Point Zone/Relay Card - CARD ONLY ","4100-5013",0,2.7E-2,0,2.7E-2,0,27,27,null,null,null,null,null,null,null,null,null,null,null,null,null,null,10," Zone Modules"]
[4,4,null,"            Total Configured Class B Zones",0,null,null,null,null,null,null,null,null,null,null,null,null,null,null,null,null,null,null,null,null,null,null,null,0,null,"   Total Configured Class B Zones",null,0,1.0999999999999999E-2,0,0.06,0,11,60,null,null,null,null,null,null,null,null,null,null,null,null,null,null,10," Zone Modules"]
[4,5,null,"            Total Cconfigured Class A Zones",0,null,null,null,null,null,null,null,null,null,null,null,null,null,null,null,null,null,null,null,null,null,null,null,0,null,"   Total Cconfigured Class A Zones",null,0,0.02,0,6.9000000000000006E-2,0,20,69,null,null,null,null,null,null,null,null,"AC4100-1031","https://docs.autocall.com/v/u/Autocall/en-US/Connected-Services-Gateway-Central-Station-Communication-and-SafeLINC-Cloud-Services/5",null,null,null,null,10," Zone Modules"]
[4,6,null,"            Total Configured Relays De-Energized Normally ",0,null,null,null,null,null,null,null,null,null,null,null,null,null,null,null,null,null,null,null,null,null,null,null,0,null,"   Total Configured Relays De-Energized Normally ",null,0,0,0,8.9999999999999993E-3,0,0,9,null,null,null,null,null,null,null,null,null,null,null,null,null,null,10," Zone Modules"]
[4,7,null,"            Total Configured Relays Energized Normally ",0,null,null,null,null,null,null,null,null,null,null,null,null,null,null,null,null,null,null,null,null,null,null,null,0,null,"   Total Configured Relays Energized Normally ",null,0,8.9999999999999993E-3,0,0,0,9,0,null,null,null,null,null,null,null,null,"AC4100-1031","https://docs.autocall.com/v/u/Autocall/en-US/4100ES-Addressable-Fire-Detection-and-Control-Basic-Panel-Modules-and-Accessories/11",null,null,null,null,10," Zone Modules"]
[4,8,null,"         ZONE MODULE, 8 IDC, CLASS B","4100-5005",null,null,null,null,null,null,null,null,null,null,null,null,null,null,null,null,null,null,null,null,null,null,null,0,null,"ZONE MODULE, 8 IDC, CLASS B","4100-5005",0,7.4999999999999997E-2,0,0.19500000000000001,0,75,195,null,null,null,null,null,null,null,null,"AC4100-1031","https://docs.autocall.com/v/u/Autocall/en-US/4100ES-Addressable-Fire-Detection-and-Control-Basic-Panel-Modules-and-Accessories/11",null,null,null,null,10," Zone Modules"]
[4,9,null,"         ZONE MODULE, 8 IDC, CLASS A","4100-5015",null,null,null,null,null,null,null,null,null,null,null,null,null,null,null,null,null,null,null,null,null,null,null,0,null,"ZONE MODULE, 8 IDC, CLASS A","4100-5015",0,7.4999999999999997E-2,0,0.19500000000000001,0,75,195,null,null,null,null,null,null,null,null,"AC4100-1031","https://docs.autocall.com/v/u/Autocall/en-US/4100ES-Addressable-Fire-Detection-and-Control-Basic-Panel-Modules-and-Accessories/11",null,null,null,null,10," Zone Modules"]
[3,0,"+","      CONNECTED SERVICES",0,null,null,null,null,null,null,null,null,null,null,null,null,null,null,null,null,null,null,null,null,null,null,null,0,null,"CONNECTED SERVICES",null,0,0,0,0,0]
[4,1,null,"         CS GATEWAY W/IP COM 4100ES","4100-2504",null,null,null,null,null,null,null,null,null,null,null,null,null,null,null,null,null,null,null,null,null,null,null,0,null,"CS GATEWAY W/IP COM 4100ES","4100-2504",0,0.125,0,0.125,0,125,125,null,null,null,null,null,null,null,null,"AC4100-1031","https://docs.autocall.com/v/u/Autocall/en-US/Connected-Services-Gateway-Central-Station-Communication-and-SafeLINC-Cloud-Services/5",null,null,null,null,11," Connected Services"]
[3,0,"+","      AUXILIARY RELAY MODULES",0,null,null,null,null,null,null,null,null,null,null,null,null,null,null,null,null,null,null,null,null,null,null,null,0,null,"AUXILIARY RELAY MODULES",null,0,0,0,0,0]
[4,1,null,"         4 PT 2A AUX RELAY CARD W-FB","4100-3207",null,null,null,null,null,null,null,null,null,null,null,null,null,null,null,null,null,null,null,null,null,null,null,0,null,"4 PT 2A AUX RELAY CARD W-FB","4100-3207",0,1.7999999999999999E-2,0,6.5000000000000002E-2,0,18,65,null,null,null,null,null,null,null,null,null,null,null,null,null,null,12," Auxiliary Relay Modules"]
[4,2,null,"         4 PT 10A AUX RELAY CARD W-FB","4100-3208",null,null,null,null,null,null,null,null,null,null,null,null,null,null,null,null,null,null,null,null,null,null,null,0,null,"4 PT 10A AUX RELAY CARD W-FB","4100-3208",0,1.6E-2,0,0.2,0,16,200,null,null,null,null,null,null,null,null,null,null,null,null,null,null,12," Auxiliary Relay Modules"]
[4,3,null,"         8 PT 3A AUX RELAY CARD","4100-3209",null,null,null,null,null,null,null,null,null,null,null,null,null,null,null,null,null,null,null,null,null,null,null,0,null,"8 PT 3A AUX RELAY CARD","4100-3209",0,0.02,0,0.188,0,20,188,null,null,null,null,null,null,null,null,null,null,null,null,null,null,12," Auxiliary Relay Modules"]
[3,0,"+","      COMMON AUDIO OPTIONS",0,null,null,null,null,null,null,null,null,null,null,null,null,null,null,null,null,null,null,null,null,null,null,null,0,null,"COMMON AUDIO OPTIONS",null,0,0,0,0,0]
[4,1,null,"         NETWORK AUDIO INTERFACE MODULE","4100-0623",null,null,null,null,null,null,null,null,null,null,null,null,null,null,null,null,null,null,null,null,null,null,null,0,null,"NETWORK AUDIO INTERFACE MODULE","4100-0623",0,1.4E-2,0,1.4E-2,0,14,14,null,null,null,null,null,null,null,null,"AC4100-1034","https://docs.autocall.com/v/u/Autocall/en-US/4100ES-Addressable-Fire-Detection-and-Control-Emergency-Voice/Alarm-Communications-Equipment/7",null,null,null,null,13," Common Audio Options"]
[4,2,null,"         AUX AUDIO INPUT MODULE","4100-1240",null,null,null,null,null,null,null,null,null,null,null,null,null,null,null,null,null,null,null,null,null,null,null,0,null,"AUX AUDIO INPUT MODULE","4100-1240",0,0.01,0,0.01,0,10,10,null,null,null,null,null,null,null,null,"AC4100-1034","https://docs.autocall.com/v/u/Autocall/en-US/4100ES-Addressable-Fire-Detection-and-Control-Emergency-Voice/Alarm-Communications-Equipment/7",null,null,null,null,13," Common Audio Options"]
[4,3,null,"         MESSAGE EXPANSION, 8 MINUTES","4100-1241",null,null,null,null,null,null,null,null,null,null,null,null,null,null,null,null,null,null,null,null,null,null,null,0,null,"MESSAGE EXPANSION, 8 MINUTES","4100-1241",0,2E-3,0,1.7000000000000001E-2,0,2,17,null,null,null,null,null,null,null,null,"AC4100-1034","https://docs.autocall.com/v/u/Autocall/en-US/4100ES-Addressable-Fire-Detection-and-Control-Emergency-Voice/Alarm-Communications-Equipment/7",null,null,null,null,13," Common Audio Options"]
[4,4,null,"         MESSAGE EXPANSION, 32 MINUTES","4100-1242",null,null,null,null,null,null,null,null,null,null,null,null,null,null,null,null,null,null,null,null,null,null,null,0,null,"MESSAGE EXPANSION, 32 MINUTES","4100-1242",0,{"$f":"AL353/1000","v":2E-3},0,{"$f":"AM353/1000","v":1.7000000000000001E-2},0,2,17,null,null,null,null,null,null,null,null,"AC4100-1034","https://docs.autocall.com/v/u/Autocall/en-US/4100ES-Addressable-Fire-Detection-and-Control-Emergency-Voice/Alarm-Communications-Equipment/7",null,null,null,null,13," Common Audio Options"]
[4,5,null,"         AUDIO INTERFACE W/MIKE","4100-1243",null,null,null,null,null,null,null,null,null,null,null,null,null,null,null,null,null,null,null,null,null,null,null,0,null,"AUDIO INTERFACE W/MIKE","4100-1243",0,2.3999999999999998E-3,{"$f":"AG354*AH354","v":0},6.0000000000000001E-3,{"$f":"AG354*AJ354","v":0},2.4,6,null,null,null,null,null,null,null,null,"AC4100-1034","https://docs.autocall.com/v/u/Autocall/en-US/4100ES-Addressable-Fire-Detection-and-Control-Emergency-Voice/Alarm-Communications-Equipment/7",null,null,null,null,13," Common Audio Options"]
[4,6,null,"         REMOTE AUDIO INTERFACE W/MIKE","4100-1244",null,null,null,null,null,null,null,null,null,null,null,null,null,null,null,null,null,null,null,null,null,null,null,0,null,"REMOTE AUDIO INTERFACE W/MIKE","4100-1244",0,2.3999999999999998E-3,0,6.0000000000000001E-3,0,2.4,6,null,null,null,null,null,null,null,null,"AC4100-1034","https://docs.autocall.com/v/u/Autocall/en-US/4100ES-Addressable-Fire-Detection-and-Control-Emergency-Voice/Alarm-Communications-Equipment/7",null,null,null,null,13," Common Audio Options"]
[4,7,null,"         FLEX 50 NAC EXPANSION, 3 CLS B","4100-1245",null,null,null,null,null,null,null,null,null,null,null,null,null,null,null,null,null,null,null,null,null,null,null,0,null,"FLEX 50 NAC EXPANSION, 3 CLS B","4100-1245",0,8.4000000000000012E-3,0,0.06,0,8.4,60,null,null,null,null,null,null,null,null,"AC4100-1034","https://docs.autocall.com/v/u/Autocall/en-US/4100ES-Addressable-Fire-Detection-and-Control-Emergency-Voice/Alarm-Communications-Equipment/7",null,null,null,null,13," Common Audio Options"]
[4,8,null,"         FLEX 50 CLASS A ADAPTER","4100-1246",null,null,null,null,null,null,null,null,null,null,null,null,null,null,null,null,null,null,null,null,null,null,null,0,null,"FLEX 50 CLASS A ADAPTER","4100-1246",0,1E-3,0,0.03,0,1,30,null,null,null,null,null,null,null,null,"AC4100-1034","https://docs.autocall.com/v/u/Autocall/en-US/4100ES-Addressable-Fire-Detection-and-Control-Emergency-Voice/Alarm-Communications-Equipment/7",null,null,null,null,13," Common Audio Options"]
[4,9,null,"         100W NAC EXPANSION, 6 CLASS B","4100-1248",null,null,null,null,null,null,null,null,null,null,null,null,null,null,null,null,null,null,null,null,null,null,null,0,null,"100W NAC EXPANSION, 6 CLASS B","4100-1248",0,1.7000000000000001E-2,0,0.06,0,17,60,null,null,null,null,null,null,null,null,"AC4100-1034","https://docs.autocall.com/v/u/Autocall/en-US/4100ES-Addressable-Fire-Detection-and-Control-Emergency-Voice/Alarm-Communications-Equipment/7",null,null,null,null,13," Common Audio Options"]
[4,10,null,"         100W CLASS A ADAPTER","4100-1249",null,null,null,null,null,null,null,null,null,null,null,null,null,null,null,null,null,null,null,null,null,null,null,0,null,"100W CLASS A ADAPTER","4100-1249",0,1E-3,0,0.06,0,1,60,null,null,null,null,null,null,null,null,"AC4100-1034","https://docs.autocall.com/v/u/Autocall/en-US/4100ES-Addressable-Fire-Detection-and-Control-Emergency-Voice/Alarm-Communications-Equipment/7",null,null,null,null,13," Common Audio Options"]
[4,11,null,"         AUDIO IF MODULE, SGL CHANNEL","4100-1252",null,null,null,null,null,null,null,null,null,null,null,null,null,null,null,null,null,null,null,null,null,null,null,0,null,"AUDIO IF MODULE, SGL CHANNEL","4100-1252",0,2.4E-2,0,2.4E-2,0,24,24,null,null,null,null,null,null,null,null,"AC4100-1034","https://docs.autocall.com/v/u/Autocall/en-US/4100ES-Addressable-Fire-Detection-and-Control-Emergency-Voice/Alarm-Communications-Equipment/7",null,null,null,null,13," Common Audio Options"]
[4,12,null,"         AUDIO IF MODULE, MULTI-CHANNEL","4100-1253",null,null,null,null,null,null,null,null,null,null,null,null,null,null,null,null,null,null,null,null,null,null,null,0,null,"AUDIO IF MODULE, MULTI-CHANNEL","4100-1253",0,2.4E-2,0,2.4E-2,0,24,24,null,null,null,null,null,null,null,null,"AC4100-1034","https://docs.autocall.com/v/u/Autocall/en-US/4100ES-Addressable-Fire-Detection-and-Control-Emergency-Voice/Alarm-Communications-Equipment/7",null,null,null,null,13," Common Audio Options"]
[4,13,null,"         AUDIO IF 2 CHANNEL","4100-1254",null,null,null,null,null,null,null,null,null,null,null,null,null,null,null,null,null,null,null,null,null,null,null,0,null,"AUDIO IF 2 CHANNEL","4100-1254",0,2.4E-2,0,2.4E-2,0,24,24,null,null,null,null,null,null,null,null,"AC4100-1034","https://docs.autocall.com/v/u/Autocall/en-US/4100ES-Addressable-Fire-Detection-and-Control-Emergency-Voice/Alarm-Communications-Equipment/7",null,null,null,null,13," Common Audio Options"]
[4,14,null,"         AUDIO IF 3-8 CHANNEL","4100-1255",null,null,null,null,null,null,null,null,null,null,null,null,null,null,null,null,null,null,null,null,null,null,null,0,null,"AUDIO IF 3-8 CHANNEL","4100-1255",0,2.4E-2,0,2.4E-2,0,24,24,null,null,null,null,null,null,null,null,"AC4100-1034","https://docs.autocall.com/v/u/Autocall/en-US/4100ES-Addressable-Fire-Detection-and-Control-Emergency-Voice/Alarm-Communications-Equipment/7",null,null,null,null,13," Common Audio Options"]
[4,15,null,"         CONSTANT SUPV NAC 25V RMS A/B","4100-1259",null,null,null,null,null,null,null,null,null,null,null,null,null,null,null,null,null,null,null,null,null,null,null,0,null,"CONSTANT SUPV NAC 25V RMS A/B","4100-1259",0,0.01,0,3.5000000000000003E-2,0,10,35,null,null,null,null,null,null,null,null,"AC4100-1034","https://docs.autocall.com/v/u/Autocall/en-US/4100ES-Addressable-Fire-Detection-and-Control-Emergency-Voice/Alarm-Communications-Equipment/7",null,null,null,null,13," Common Audio Options"]
[4,16,null,"         CONSTANT SUPV NAC 70V RMS A/B","4100-1260",null,null,null,null,null,null,null,null,null,null,null,null,null,null,null,null,null,null,null,null,null,null,null,0,null,"CONSTANT SUPV NAC 70V RMS A/B","4100-1260",0,3.7999999999999999E-2,0,7.0000000000000007E-2,0,38,70,null,null,null,null,null,null,null,null,"AC4100-1034","https://docs.autocall.com/v/u/Autocall/en-US/4100ES-Addressable-Fire-Detection-and-Control-Emergency-Voice/Alarm-Communications-Equipment/7",null,null,null,null,13," Common Audio Options"]
[4,17,null,"         EXPANSION NAC CARD FOR EXP SIG","4100-1266",null,null,null,null,null,null,null,null,null,null,null,null,null,null,null,null,null,null,null,null,null,null,null,0,null,"EXPANSION NAC CARD FOR EXP SIG","4100-1266",0,8.3999999999999993E-4,0,0.06,0,0.84,60,null,null,null,null,null,null,null,null,"AC4100-1034","https://docs.autocall.com/v/u/Autocall/en-US/4100ES-Addressable-Fire-Detection-and-Control-Emergency-Voice/Alarm-Communications-Equipment/7",null,null,null,null,13," Common Audio Options"]
[4,18,null,"         EXP SIG CARD CLASS A","4100-1267",null,null,null,null,null,null,null,null,null,null,null,null,null,null,null,null,null,null,null,null,null,null,null,0,null,"EXP SIG CARD CLASS A","4100-1267",0,1E-3,0,0.03,0,1,30,null,null,null,null,null,null,null,null,"AC4100-1034","https://docs.autocall.com/v/u/Autocall/en-US/4100ES-Addressable-Fire-Detection-and-Control-Emergency-Voice/Alarm-Communications-Equipment/7",null,null,null,null,13," Common Audio Options"]
[4,19,null,"         EXP SIG CARD CONSTANT SUPV MOD","4100-1268",null,null,null,null,null,null,null,null,null,null,null,null,null,null,null,null,null,null,null,null,null,null,null,0,null,"EXP SIG CARD CONSTANT SUPV MOD","4100-1268",0,3.7999999999999999E-2,0,7.0000000000000007E-2,0,38,70,null,null,null,null,null,null,null,null,"AC4100-1034","https://docs.autocall.com/v/u/Autocall/en-US/4100ES-Addressable-Fire-Detection-and-Control-Emergency-Voice/Alarm-Communications-Equipment/7",null,null,null,null,13," Common Audio Options"]
[4,20,null,"         MICROPHONE MUX MODULE","4100-1274",null,null,null,null,null,null,null,null,null,null,null,null,null,null,null,null,null,null,null,null,null,null,null,0,null,"MICROPHONE MUX MODULE","4100-1274",0,0.17100000000000001,0,0.25800000000000001,0,171,258,null,null,null,null,null,null,null,null,"AC4100-0053","https://docs.autocall.com/v/u/Autocall/en-US/Microphone-Multiplex-Module-Model-A100-1274/4",null,null,null,null,13," Common Audio Options"]
[4,21,null,"         EXPANSION AUDIO SIGNAL CARD","4100-5116",null,null,null,null,null,null,null,null,null,null,null,null,null,null,null,null,null,null,null,null,null,null,null,0,null,"EXPANSION AUDIO SIGNAL CARD","4100-5116",0,0.02,0,0.08,0,20,80,null,null,null,null,null,null,null,null,"AC4100-1034","https://docs.autocall.com/v/u/Autocall/en-US/4100ES-Addressable-Fire-Detection-and-Control-Emergency-Voice/Alarm-Communications-Equipment/7",null,null,null,null,13," Common Audio Options"]
[3,0,"+","      DIGITAL AUDIO OPTIONS",0,null,null,null,null,null,null,null,null,null,null,null,null,null,null,null,null,null,null,null,null,null,null,null,0,null,"DIGITAL AUDIO OPTIONS",null,0,0,0,0,0]
[4,1,null,"         DIGITAL AUDIO CONTROLLER BOARD ONLY","4100-1311",null,null,null,null,null,null,null,null,null,null,null,null,null,null,null,null,null,null,null,null,null,null,null,0,null,"DIGITAL AUDIO CONTROLLER BOARD ONLY","4100-1311",0,8.5000000000000006E-2,0,8.5000000000000006E-2,0,85,85,null,null,null,null,null,null,null,null,null,null,null,null,null,null,14," Digital Audio Options"]
[4,2,null,"         DIGITAL AUDIO CONTROLLER BOARD WITH MICROPHONE","4100-9621",null,null,null,null,null,null,null,null,null,null,null,null,null,null,null,null,null,null,null,null,null,null,null,0,null,"DIGITAL AUDIO CONTROLLER BOARD WITH MICROPHONE","4100-9621",0,8.7400000000000005E-2,0,0.44800000000000001,0,87.4,448,null,null,null,null,null,null,null,null,null,null,null,null,null,null,14," Digital Audio Options"]
[4,3,null,"         ES NET DIGITAL AUDIO CONTROLLER BOARD ONLY","4100-1411",null,null,null,null,null,null,null,null,null,null,null,null,null,null,null,null,null,null,null,null,null,null,null,0,null,"ES NET DIGITAL AUDIO CONTROLLER BOARD ONLY","4100-1411",0,0.125,0,0.125,0,125,125,null,null,null,null,null,null,null,null,null,null,null,null,null,null,14," Digital Audio Options"]
[4,4,null,"         ES NET DIGITAL AUDIO CONTROLLER WITH MICROPHONE","4100-1412",null,null,null,null,null,null,null,null,null,null,null,null,null,null,null,null,null,null,null,null,null,null,null,0,null,"ES NET DIGITAL AUDIO CONTROLLER WITH MICROPHONE","4100-1412",0,0.12740000000000001,0,0.14499999999999999,0,127.4,145,null,null,null,null,null,null,null,null,null,null,null,null,null,null,14," Digital Audio Options"]
[4,5,null,"         DIGITALFLEX 50W AMP, 3NACS-25V","4100-1326",null,null,null,null,null,null,null,null,null,null,null,null,null,null,null,null,null,null,null,null,null,null,null,0,null,"DIGITALFLEX 50W AMP, 3NACS-25V","4100-1326",0,8.5000000000000006E-2,0,2.27,0,85,2270,null,null,null,null,null,null,null,null,null,null,null,null,null,null,14," Digital Audio Options"]
[4,6,null,"         DIGITALFLEX 50W AMP, 3NACS-70V","4100-1327",null,null,null,null,null,null,null,null,null,null,null,null,null,null,null,null,null,null,null,null,null,null,null,0,null,"DIGITALFLEX 50W AMP, 3NACS-70V","4100-1327",0,8.5000000000000006E-2,0,2.27,0,85,2270,null,null,null,null,null,null,null,null,null,null,null,null,null,null,14," Digital Audio Options"]
[4,7,null,"         DIG.100W AMP,6NAC,120VAC,25V","4100-1328",null,null,null,null,null,null,null,null,null,null,null,null,null,null,null,null,null,null,null,null,null,null,null,0,null,"DIG.100W AMP,6NAC,120VAC,25V","4100-1328",0,8.5000000000000006E-2,0,3.8,0,85,3800,null,null,null,null,null,null,null,null,null,null,null,null,null,null,14," Digital Audio Options"]
[4,8,null,"         DIG. 100W AMP,6NAC,120VAC,70V","4100-1329",null,null,null,null,null,null,null,null,null,null,null,null,null,null,null,null,null,null,null,null,null,null,null,0,null,"DIG. 100W AMP,6NAC,120VAC,70V","4100-1329",0,8.5000000000000006E-2,0,3.8,0,85,3800,null,null,null,null,null,null,null,null,null,null,null,null,null,null,14," Digital Audio Options"]
[4,9,null,"         DIG.100W AMP,6NAC,120VAC,25V-C","4100-1330",null,null,null,null,null,null,null,null,null,null,null,null,null,null,null,null,null,null,null,null,null,null,null,0,null,"DIG.100W AMP,6NAC,120VAC,25V-C","4100-1330",0,8.5000000000000006E-2,0,3.8,0,85,3800,null,null,null,null,null,null,null,null,null,null,null,null,null,null,14," Digital Audio Options"]
[4,10,null,"         DIG.100W AMP,6NAC,120VAC,70V-C","4100-1331",null,null,null,null,null,null,null,null,null,null,null,null,null,null,null,null,null,null,null,null,null,null,null,0,null,"DIG.100W AMP,6NAC,120VAC,70V-C","4100-1331",0,8.5000000000000006E-2,0,3.8,0,85,3800,null,null,null,null,null,null,null,null,null,null,null,null,null,null,14," Digital Audio Options"]
[4,11,null,"         DIG100W AMP,6NAC,220VAC,25V","4100-1332",null,null,null,null,null,null,null,null,null,null,null,null,null,null,null,null,null,null,null,null,null,null,null,0,null,"DIG100W AMP,6NAC,220VAC,25V","4100-1332",0,8.5000000000000006E-2,0,3.8,0,85,3800,null,null,null,null,null,null,null,null,null,null,null,null,null,null,14," Digital Audio Options"]
[4,12,null,"         DIG100W AMP,6NAC,220VAC,70V",{"$f":"AF383","v":"4100-1333"},null,null,null,null,null,null,null,null,null,null,null,null,null,null,null,null,null,null,null,null,null,null,null,{"$f":"SUM(G383:W383)","v":0},null,"DIG100W AMP,6NAC,220VAC,70V","4100-1333",0,8.5000000000000006E-2,0,3.8,0,85,3800,null,null,null,null,null,null,null,null,null,null,null,null,null,null,14," Digital Audio Options"]
[4,13,null,"         BACKUP DIG.100W AMP,120VAC,25V","4100-1334",null,null,null,null,null,null,null,null,null,null,null,null,null,null,null,null,null,null,null,null,null,null,null,0,null,"BACKUP DIG.100W AMP,120VAC,25V","4100-1334",0,8.5000000000000006E-2,0,3.8,0,85,3800,null,null,null,null,null,null,null,null,null,null,null,null,null,null,14," Digital Audio Options"]
[4,14,null,"         BACKUP DIG.100W AMP,120VAC,70V","4100-1335",null,null,null,null,null,null,null,null,null,null,null,null,null,null,null,null,null,null,null,null,null,null,null,0,null,"BACKUP DIG.100W AMP,120VAC,70V","4100-1335",0,8.5000000000000006E-2,0,3.8,0,85,3800,null,null,null,null,null,null,null,null,null,null,null,null,null,null,14," Digital Audio Options"]
[4,15,null,"         BACK DIG.100W AMP,120VAC,25V-C","4100-1336",null,null,null,null,null,null,null,null,null,null,null,null,null,null,null,null,null,null,null,null,null,null,null,0,null,"BACK DIG.100W AMP,120VAC,25V-C","4100-1336",0,8.5000000000000006E-2,0,3.8,0,85,3800,null,null,null,null,null,null,null,null,null,null,null,null,null,null,14," Digital Audio Options"]
[4,16,null,"         BACK DIG.100W AMP,120VAC,70V-C","4100-1337",null,null,null,null,null,null,null,null,null,null,null,null,null,null,null,null,null,null,null,null,null,null,null,0,null,"BACK DIG.100W AMP,120VAC,70V-C","4100-1337",0,8.5000000000000006E-2,0,3.8,0,85,3800,null,null,null,null,null,null,null,null,null,null,null,null,null,null,14," Digital Audio Options"]
[4,17,null,"         BCK DIG.100W AMP,220VAC,25V","4100-1338",null,null,null,null,null,null,null,null,null,null,null,null,null,null,null,null,null,null,null,null,null,null,null,0,null,"BCK DIG.100W AMP,220VAC,25V","4100-1338",0,8.5000000000000006E-2,0,3.8,0,85,3800,null,null,null,null,null,null,null,null,null,null,null,null,null,null,14," Digital Audio Options"]
[4,18,null,"         BCK DIG.100W AMP,220VAC,70V","4100-1339",null,null,null,null,null,null,null,null,null,null,null,null,null,null,null,null,null,null,null,null,null,null,null,0,null,"BCK DIG.100W AMP,220VAC,70V","4100-1339",0,8.5000000000000006E-2,0,3.8,0,85,3800,null,null,null,null,null,null,null,null,null,null,null,null,null,null,14," Digital Audio Options"]
[4,{"$f":"IF(OR(C390=\"+\",C390=\"-\"),0,B389+1)","v":19},null,"         MULTI CMD CTR DIG AUDIO RISER","4100-1341",null,null,null,null,null,null,null,null,null,null,null,null,null,null,null,null,null,null,null,null,null,null,null,0,null,"MULTI CMD CTR DIG AUDIO RISER","4100-1341",0,7.0000000000000007E-2,0,7.0000000000000007E-2,0,70,70,null,null,null,null,null,null,null,null,null,null,null,null,null,null,14," Digital Audio Options"]
[4,20,null,"         DIGITALFLEX 35W AMP, 3NACS-25V","4100-1363",null,null,null,null,null,null,null,null,null,null,null,null,null,null,null,null,null,null,null,null,null,null,null,0,null,"DIGITALFLEX 35W AMP, 3NACS-25V","4100-1363",0,8.5000000000000006E-2,0,1.64,0,85,1640,null,null,null,null,null,null,null,null,null,null,null,null,null,null,14," Digital Audio Options"]
[4,21,null,"         DIGITALFLEX 35W AMP, 3NACS-70V","4100-1364",null,null,null,null,null,null,null,null,null,null,null,null,null,null,null,null,null,null,null,null,null,null,null,0,null,"DIGITALFLEX 35W AMP, 3NACS-70V","4100-1364",0,8.5000000000000006E-2,0,1.64,0,85,1640,null,null,null,null,null,null,null,null,null,null,null,null,null,null,14," Digital Audio Options"]
[3,0,"+",{"$f":"REPT(\"   \",A393-1)&AE393","v":"      ANALOG AUDIO OPTIONS"},0,null,null,null,null,null,null,null,null,null,null,null,null,null,null,null,null,null,null,null,null,null,null,null,0,null,"ANALOG AUDIO OPTIONS",null,0,0,0,0,0]
[4,1,null,"         ANALOG AUDIO CONTROLLER","4100-1210",null,null,null,null,null,null,null,null,null,null,null,null,null,null,null,null,null,null,null,null,null,null,null,0,null,"ANALOG AUDIO CONTROLLER","4100-1210",0,0.22500000000000001,0,0.22500000000000001,0,225,225,null,null,null,null,null,null,null,null,null,null,null,null,null,null,15," Analog Audio Options"]
[4,2,null,"         ANALOG AUDIO CONTROLLER WITH MICROPHONE","4100-9620",null,null,null,null,null,null,null,null,null,null,null,null,null,null,null,null,null,null,null,null,null,null,null,0,null,"ANALOG AUDIO CONTROLLER WITH MICROPHONE","4100-9620",0,0.22740000000000002,0,0.58799999999999997,0,227.4,588,null,null,null,null,null,null,null,null,null,null,null,null,null,null,15," Analog Audio Options"]
[4,3,null,"         50W AMP W/3 CLASS B NACS 25V","4100-1312",null,null,null,null,null,null,null,null,null,null,null,null,null,null,null,null,null,null,null,null,null,null,null,0,null,"50W AMP W/3 CLASS B NACS 25V","4100-1312",0,8.5000000000000006E-2,0,2.27,0,85,2270,null,null,null,null,null,null,null,null,null,null,null,null,null,null,15," Analog Audio Options"]
[4,4,null,"         50W AMP W/3 CLASS B NACS 70V","4100-1313",null,null,null,null,null,null,null,null,null,null,null,null,null,null,null,null,null,null,null,null,null,null,null,0,null,"50W AMP W/3 CLASS B NACS 70V","4100-1313",0,8.5000000000000006E-2,0,2.27,0,85,2270,null,null,null,null,null,null,null,null,null,null,null,null,null,null,15," Analog Audio Options"]
[4,5,null,"         100W AMP W/6 B NACS 120VAC 25V","4100-1314",null,null,null,null,null,null,null,null,null,null,null,null,null,null,null,null,null,null,null,null,null,null,null,0,null,"100W AMP W/6 B NACS 120VAC 25V","4100-1314",0,8.5000000000000006E-2,0,3.8,0,85,3800,null,null,null,null,null,null,null,null,null,null,null,null,null,null,15," Analog Audio Options"]
[4,6,null,"         100W AMP W/6 B NACS 120VAC 70V","4100-1315",null,null,null,null,null,null,null,null,null,null,null,null,null,null,null,null,null,null,null,null,null,null,null,0,null,"100W AMP W/6 B NACS 120VAC 70V","4100-1315",0,8.5000000000000006E-2,0,3.8,0,85,3800,null,null,null,null,null,null,null,null,null,null,null,null,null,null,15," Analog Audio Options"]
[4,7,null,"         100W AMP,6NAC,120VAC,25V-CAN","4100-1316",null,null,null,null,null,null,null,null,null,null,null,null,null,null,null,null,null,null,null,null,null,null,null,0,null,"100W AMP,6NAC,120VAC,25V-CAN","4100-1316",0,8.5000000000000006E-2,0,3.8,0,85,3800,null,null,null,null,null,null,null,null,null,null,null,null,null,null,15," Analog Audio Options"]
[4,8,null,"         100W AMP,6NAC, 120VAC, 70V-CAN","4100-1317",null,null,null,null,null,null,null,null,null,null,null,null,null,null,null,null,null,null,null,null,null,null,null,0,null,"100W AMP,6NAC, 120VAC, 70V-CAN","4100-1317",0,8.5000000000000006E-2,0,3.8,0,85,3800,null,null,null,null,null,null,null,null,null,null,null,null,null,null,15," Analog Audio Options"]
[4,9,null,"         100W AMP,6NAC,220/30/40VAC,25V","4100-1318",null,null,null,null,null,null,null,null,null,null,null,null,null,null,null,null,null,null,null,null,null,null,null,0,null,"100W AMP,6NAC,220/30/40VAC,25V","4100-1318",0,8.5000000000000006E-2,0,3.8,0,85,3800,null,null,null,null,null,null,null,null,null,null,null,null,null,null,15," Analog Audio Options"]
[4,10,null,"         100W AMP,6NAC,220/30/40VAC,70V","4100-1319",null,null,null,null,null,null,null,null,null,null,null,null,null,null,null,null,null,null,null,null,null,null,null,0,null,"100W AMP,6NAC,220/30/40VAC,70V","4100-1319",0,8.5000000000000006E-2,0,3.8,0,85,3800,null,null,null,null,null,null,null,null,null,null,null,null,null,null,15," Analog Audio Options"]
[4,11,null,"         BACKUP 100W AMP - 120VAC 25V","4100-1320",null,null,null,null,null,null,null,null,null,null,null,null,null,null,null,null,null,null,null,null,null,null,null,0,null,"BACKUP 100W AMP - 120VAC 25V","4100-1320",0,8.5000000000000006E-2,0,3.8,0,85,3800,null,null,null,null,null,null,null,null,null,null,null,null,null,null,15," Analog Audio Options"]
[4,12,null,"         BACKUP 100W AMP - 120VAC 70V","4100-1321",null,null,null,null,null,null,null,null,null,null,null,null,null,null,null,null,null,null,null,null,null,null,null,0,null,"BACKUP 100W AMP - 120VAC 70V","4100-1321",0,8.5000000000000006E-2,0,3.8,0,85,3800,null,null,null,null,null,null,null,null,null,null,null,null,null,null,15," Analog Audio Options"]
[4,13,null,"         BACKUP 100W AMP-120VAC 25V-C","4100-1322",null,null,null,null,null,null,null,null,null,null,null,null,null,null,null,null,null,null,null,null,null,null,null,0,null,"BACKUP 100W AMP-120VAC 25V-C","4100-1322",0,8.5000000000000006E-2,0,3.8,0,85,3800,null,null,null,null,null,null,null,null,null,null,null,null,null,null,15," Analog Audio Options"]
[4,14,null,"         BACKUP 100W AMP-120VAC 70V-C","4100-1323",null,null,null,null,null,null,null,null,null,null,null,null,null,null,null,null,null,null,null,null,null,null,null,0,null,"BACKUP 100W AMP-120VAC 70V-C","4100-1323",0,8.5000000000000006E-2,0,3.8,0,85,3800,null,null,null,null,null,null,null,null,null,null,null,null,null,null,15," Analog Audio Options"]
[4,15,null,"         BACK 100W AMP-220/30/40VAC,25V","4100-1324",null,null,null,null,null,null,null,null,null,null,null,null,null,null,null,null,null,null,null,null,null,null,null,0,null,"BACK 100W AMP-220/30/40VAC,25V","4100-1324",0,8.5000000000000006E-2,0,3.8,0,85,3800,null,null,null,null,null,null,null,null,null,null,null,null,null,null,15," Analog Audio Options"]
[4,16,null,"         BACK 100W AMP-220/30/40VAC,70V","4100-1325",null,null,null,null,null,null,null,null,null,null,null,null,null,null,null,null,null,null,null,null,null,null,null,0,null,"BACK 100W AMP-220/30/40VAC,70V","4100-1325",0,8.5000000000000006E-2,0,3.8,0,85,3800,null,null,null,null,null,null,null,null,null,null,null,null,null,null,15," Analog Audio Options"]
[4,17,null,"         FLEX 35W AMP W/3 NACS - 25V","4100-1361",null,null,null,null,null,null,null,null,null,null,null,null,null,null,null,null,null,null,null,null,null,null,null,0,null,"FLEX 35W AMP W/3 NACS - 25V","4100-1361",0,8.5000000000000006E-2,0,1.64,0,85,1640,null,null,null,null,null,null,null,null,null,null,null,null,null,null,15," Analog Audio Options"]
[4,18,null,"         FLEX 35W AMP W/3 NACS - 70V","4100-1362",null,null,null,null,null,null,null,null,null,null,null,null,null,null,null,null,null,null,null,null,null,null,null,0,null,"FLEX 35W AMP W/3 NACS - 70V","4100-1362",0,8.5000000000000006E-2,0,1.64,0,85,1640,null,null,null,null,null,null,null,null,null,null,null,null,null,null,15," Analog Audio Options"]
[3,0,"+","      FIREFIGHTER PHONE SYSTEMS",0,null,null,null,null,null,null,null,null,null,null,null,null,null,null,null,null,null,null,null,null,null,null,null,0,null,"FIREFIGHTER PHONE SYSTEMS",null,0,0,0,0,0]
[4,1,null,"         MASTER TELEPHONE, 3 NACS","4100-1270",null,null,null,null,null,null,null,null,null,null,null,null,null,null,null,null,null,null,null,null,null,null,null,0,null,"MASTER TELEPHONE, 3 NACS","4100-1270",0,0.08,0,0.14000000000000001,0,80,140,null,null,null,null,null,null,null,null,"AC4100-1034","https://docs.autocall.com/v/u/Autocall/en-US/4100ES-Addressable-Fire-Detection-and-Control-Emergency-Voice/Alarm-Communications-Equipment/7",null,null,null,null,16," Firefighter Phone System"]
[4,2,null,"         REMOTE MASTER PHONE","4100-1271",null,null,null,null,null,null,null,null,null,null,null,null,null,null,null,null,null,null,null,null,null,null,null,0,null,"REMOTE MASTER PHONE","4100-1271",0,0.08,0,0.14000000000000001,0,80,140,null,null,null,null,null,null,null,null,"AC4100-1034","https://docs.autocall.com/v/u/Autocall/en-US/4100ES-Addressable-Fire-Detection-and-Control-Emergency-Voice/Alarm-Communications-Equipment/7",null,null,null,null,16," Firefighter Phone System"]
[4,3,null,"         EXPANSION PHONE CONTROLLER","4100-1272",null,null,null,null,null,null,null,null,null,null,null,null,null,null,null,null,null,null,null,null,null,null,null,0,null,"EXPANSION PHONE CONTROLLER","4100-1272",0,0.08,0,0.14000000000000001,0,80,140,null,null,null,null,null,null,null,null,"AC4100-1034","https://docs.autocall.com/v/u/Autocall/en-US/4100ES-Addressable-Fire-Detection-and-Control-Emergency-Voice/Alarm-Communications-Equipment/7",null,null,null,null,16," Firefighter Phone System"]
[4,4,null,"         PHONE CLASS A NAC ADAPTER","4100-1273",null,null,null,null,null,null,null,null,null,null,null,null,null,null,null,null,null,null,null,null,null,null,null,0,null,"PHONE CLASS A NAC ADAPTER","4100-1273",0,0,0,0,0,0,0,null,null,null,null,null,null,null,null,null,null,null,null,null,null,16," Firefighter Phone System"]
[3,0,"+","      ANNUNCIATOR MODULES",0,null,null,null,null,null,null,null,null,null,null,null,null,null,null,null,null,null,null,null,null,null,null,null,0,null,"ANNUNCIATOR MODULES",null,0,0,0,0,0]
[4,1,null,"         HOA IBC MOD/24 SWITCH/24WH LED","4100-1275",null,null,null,null,null,null,null,null,null,null,null,null,null,null,null,null,null,null,null,null,null,null,null,0,null,"HOA IBC MOD/24 SWITCH/24WH LED","4100-1275",0,2.4E-2,0,2.4E-2,0,24,24,null,null,null,null,null,null,null,null,"AC4100-0032","https://docs.autocall.com/v/u/Autocall/en-US/Panel-Mounted-LED/Switch-and-LED-Modules-LED/Switch-Controllers-and-Panel-Mounted-Printer/17",null,null,null,null,17," Annunciator Modules"]
[4,2,null,"         8 RED PLUGGABLE LED MODULE","4100-1276",null,null,null,null,null,null,null,null,null,null,null,null,null,null,null,null,null,null,null,null,null,null,null,0,null,"8 RED PLUGGABLE LED MODULE","4100-1276",0,2.4E-2,0,2.4E-2,0,24,24,null,null,null,null,null,null,null,null,"AC4100-0032","https://docs.autocall.com/v/u/Autocall/en-US/Panel-Mounted-LED/Switch-and-LED-Modules-LED/Switch-Controllers-and-Panel-Mounted-Printer/17",null,null,null,null,17," Annunciator Modules"]
[4,3,null,"         16 RED/YEL PLUGGABLE LED MOD","4100-1277",null,null,null,null,null,null,null,null,null,null,null,null,null,null,null,null,null,null,null,null,null,null,null,0,null,"16 RED/YEL PLUGGABLE LED MOD","4100-1277",0,{"$f":"AL420/1000","v":2.4E-2},0,{"$f":"AM420/1000","v":2.4E-2},0,24,24,null,null,null,null,null,null,null,null,"AC4100-0032","https://docs.autocall.com/v/u/Autocall/en-US/Panel-Mounted-LED/Switch-and-LED-Modules-LED/Switch-Controllers-and-Panel-Mounted-Printer/17",null,null,null,null,17," Annunciator Modules"]
[4,4,null,"         16 SW/16 RED/YEL PLUG LED","4100-1278",null,null,null,null,null,null,null,null,null,null,null,null,null,null,null,null,null,null,null,null,null,null,null,0,null,"16 SW/16 RED/YEL PLUG LED","4100-1278",0,2.4E-2,{"$f":"AG421*AH421","v":0},2.4E-2,{"$f":"AG421*AJ421","v":0},24,24,null,null,null,null,null,null,null,null,"AC4100-0032","https://docs.autocall.com/v/u/Autocall/en-US/Panel-Mounted-LED/Switch-and-LED-Modules-LED/Switch-Controllers-and-Panel-Mounted-Printer/17",null,null,null,null,17," Annunciator Modules"]
[4,5,null,"         8 SWITCH, 8 RED LED MODULE","4100-1280",null,null,null,null,null,null,null,null,null,null,null,null,null,null,null,null,null,null,null,null,null,null,null,0,null,"8 SWITCH, 8 RED LED MODULE","4100-1280",0,2.4E-2,0,2.4E-2,0,24,24,null,null,null,null,null,null,null,null,"AC4100-0032","https://docs.autocall.com/v/u/Autocall/en-US/Panel-Mounted-LED/Switch-and-LED-Modules-LED/Switch-Controllers-and-Panel-Mounted-Printer/17",null,null,null,null,17," Annunciator Modules"]
[4,6,null,"         8 SWITCH, 8 YELLOW LED MODULE","4100-1281",null,null,null,null,null,null,null,null,null,null,null,null,null,null,null,null,null,null,null,null,null,null,null,0,null,"8 SWITCH, 8 YELLOW LED MODULE","4100-1281",0,2.4E-2,0,2.4E-2,0,24,24,null,null,null,null,null,null,null,null,"AC4100-0032","https://docs.autocall.com/v/u/Autocall/en-US/Panel-Mounted-LED/Switch-and-LED-Modules-LED/Switch-Controllers-and-Panel-Mounted-Printer/17",null,null,null,null,17," Annunciator Modules"]
[4,7,null,"         8 SW, 16RED/YEL LED MOUDLE","4100-1282",null,null,null,null,null,null,null,null,null,null,null,null,null,null,null,null,null,null,null,null,null,null,null,0,null,"8 SW, 16RED/YEL LED MOUDLE","4100-1282",0,2.4E-2,0,2.4E-2,0,24,24,null,null,null,null,null,null,null,null,"AC4100-0032","https://docs.autocall.com/v/u/Autocall/en-US/Panel-Mounted-LED/Switch-and-LED-Modules-LED/Switch-Controllers-and-Panel-Mounted-Printer/17",null,null,null,null,17," Annunciator Modules"]
[4,8,null,"         8 SWITCH, 16 YELLOW LED MODULE","4100-1283",null,null,null,null,null,null,null,null,null,null,null,null,null,null,null,null,null,null,null,null,null,null,null,0,null,"8 SWITCH, 16 YELLOW LED MODULE","4100-1283",0,2.4E-2,0,2.4E-2,0,24,24,null,null,null,null,null,null,null,null,"AC4100-0032","https://docs.autocall.com/v/u/Autocall/en-US/Panel-Mounted-LED/Switch-and-LED-Modules-LED/Switch-Controllers-and-Panel-Mounted-Printer/17",null,null,null,null,17," Annunciator Modules"]
[4,9,null,"         8 SW, 16 RED/GREEN LED MODULE","4100-1284",null,null,null,null,null,null,null,null,null,null,null,null,null,null,null,null,null,null,null,null,null,null,null,0,null,"8 SW, 16 RED/GREEN LED MODULE","4100-1284",0,2.4E-2,0,2.4E-2,0,24,24,null,null,null,null,null,null,null,null,"AC4100-0032","https://docs.autocall.com/v/u/Autocall/en-US/Panel-Mounted-LED/Switch-and-LED-Modules-LED/Switch-Controllers-and-Panel-Mounted-Printer/17",null,null,null,null,17," Annunciator Modules"]
[4,10,null,"         16 SWITCH, 16 RED LED MODULE","4100-1285",null,null,null,null,null,null,null,null,null,null,null,null,null,null,null,null,null,null,null,null,null,null,null,0,null,"16 SWITCH, 16 RED LED MODULE","4100-1285",0,2.4E-2,0,2.4E-2,0,24,24,null,null,null,null,null,null,null,null,"AC4100-0032","https://docs.autocall.com/v/u/Autocall/en-US/Panel-Mounted-LED/Switch-and-LED-Modules-LED/Switch-Controllers-and-Panel-Mounted-Printer/17",null,null,null,null,17," Annunciator Modules"]
[4,11,null,"         HOA MODULE/24 SWITCH/24RED LED","4100-1286",null,null,null,null,null,null,null,null,null,null,null,null,null,null,null,null,null,null,null,null,null,null,null,0,null,"HOA MODULE/24 SWITCH/24RED LED","4100-1286",0,2.4E-2,0,2.4E-2,0,24,24,null,null,null,null,null,null,null,null,"AC4100-0032","https://docs.autocall.com/v/u/Autocall/en-US/Panel-Mounted-LED/Switch-and-LED-Modules-LED/Switch-Controllers-and-Panel-Mounted-Printer/17",null,null,null,null,17," Annunciator Modules"]
[4,12,null,"         24 SWITCH, 24 RED LED MODULE","4100-1287",null,null,null,null,null,null,null,null,null,null,null,null,null,null,null,null,null,null,null,null,null,null,null,0,null,"24 SWITCH, 24 RED LED MODULE","4100-1287",0,2.4E-2,0,2.4E-2,0,24,24,null,null,null,null,null,null,null,null,"AC4100-0032","https://docs.autocall.com/v/u/Autocall/en-US/Panel-Mounted-LED/Switch-and-LED-Modules-LED/Switch-Controllers-and-Panel-Mounted-Printer/17",null,null,null,null,17," Annunciator Modules"]
[4,13,null,"         64/64 LED/SWITCH CONTROLLER","4100-1288",null,null,null,null,null,null,null,null,null,null,null,null,null,null,null,null,null,null,null,null,null,null,null,0,null,"64/64 LED/SWITCH CONTROLLER","4100-1288",0,0.02,0,0.02,0,20,20,null,null,null,null,null,null,null,null,"AC4100-0032","https://docs.autocall.com/v/u/Autocall/en-US/Panel-Mounted-LED/Switch-and-LED-Modules-LED/Switch-Controllers-and-Panel-Mounted-Printer/17",null,null,null,null,17," Annunciator Modules"]
[4,14,null,"         EXPANSION 64/64 LED/SW MODULE","4100-1289",null,null,null,null,null,null,null,null,null,null,null,null,null,null,null,null,null,null,null,null,null,null,null,0,null,"EXPANSION 64/64 LED/SW MODULE","4100-1289",0,0.02,0,0.02,0,20,20,null,null,null,null,null,null,null,null,"AC4100-0032","https://docs.autocall.com/v/u/Autocall/en-US/Panel-Mounted-LED/Switch-and-LED-Modules-LED/Switch-Controllers-and-Panel-Mounted-Printer/17",null,null,null,null,17," Annunciator Modules"]
[4,15,null,"         24 POINT I/O MODULE","4100-1290",null,null,null,null,null,null,null,null,null,null,null,null,null,null,null,null,null,null,null,null,null,null,null,0,null,"24 POINT I/O MODULE","4100-1290",0,3.4000000000000002E-2,0,7.4999999999999997E-2,0,34,75,null,null,null,null,null,null,null,null,"AC4100-0032","https://docs.autocall.com/v/u/Autocall/en-US/Panel-Mounted-LED/Switch-and-LED-Modules-LED/Switch-Controllers-and-Panel-Mounted-Printer/17",null,null,null,null,17," Annunciator Modules"]
[4,16,null,"         REMOTE UNIT INTERFACE (RUI)","4100-1291",null,null,null,null,null,null,null,null,null,null,null,null,null,null,null,null,null,null,null,null,null,null,null,0,null,"REMOTE UNIT INTERFACE (RUI)","4100-1291",0,8.5000000000000006E-2,0,8.5000000000000006E-2,0,85,85,null,null,null,null,null,null,null,null,"AC4100-1031","https://docs.autocall.com/v/u/Autocall/en-US/4100ES-Addressable-Fire-Detection-and-Control-Basic-Panel-Modules-and-Accessories/11",null,null,null,null,17," Annunciator Modules"]
[4,17,null,"         REMOTE PANEL MOUNT LCD ANNUN","4100-1292",null,null,null,null,null,null,null,null,null,null,null,null,null,null,null,null,null,null,null,null,null,null,null,0,null,"REMOTE PANEL MOUNT LCD ANNUN","4100-1292",0,6.5000000000000002E-2,0,0.14000000000000001,0,65,140,null,null,null,null,null,null,null,null,"AC4100-1039","https://docs.autocall.com/v/u/Autocall/en-US/Remote-Annunciator-Panels/3",null,null,null,null,17," Annunciator Modules"]
[4,18,null,"         HOA MODULE,NO TEXT,24SW/24LED","4100-1295",null,null,null,null,null,null,null,null,null,null,null,null,null,null,null,null,null,null,null,null,null,null,null,0,null,"HOA MODULE,NO TEXT,24SW/24LED","4100-1295",0,2.4E-2,0,2.4E-2,0,24,24,null,null,null,null,null,null,null,null,"AC4100-0032","https://docs.autocall.com/v/u/Autocall/en-US/Panel-Mounted-LED/Switch-and-LED-Modules-LED/Switch-Controllers-and-Panel-Mounted-Printer/17",null,null,null,null,17," Annunciator Modules"]
[4,19,null,"         8 SW, 16 GREEN/YELLOW LED MOD.","4100-1296",null,null,null,null,null,null,null,null,null,null,null,null,null,null,null,null,null,null,null,null,null,null,null,0,null,"8 SW, 16 GREEN/YELLOW LED MOD.","4100-1296",0,2.4E-2,0,2.4E-2,0,24,24,null,null,null,null,null,null,null,null,"AC4100-0032","https://docs.autocall.com/v/u/Autocall/en-US/Panel-Mounted-LED/Switch-and-LED-Modules-LED/Switch-Controllers-and-Panel-Mounted-Printer/17",null,null,null,null,17," Annunciator Modules"]
[4,20,null,"         HOA IBC MOD,NO TEXT,24SW/24LED","4100-1299",null,null,null,null,null,null,null,null,null,null,null,null,null,null,null,null,null,null,null,null,null,null,null,0,null,"HOA IBC MOD,NO TEXT,24SW/24LED","4100-1299",0,2.4E-2,0,2.4E-2,0,24,24,null,null,null,null,null,null,null,null,"AC4100-0032","https://docs.autocall.com/v/u/Autocall/en-US/Panel-Mounted-LED/Switch-and-LED-Modules-LED/Switch-Controllers-and-Panel-Mounted-Printer/17",null,null,null,null,17," Annunciator Modules"]
[4,21,null,"         17 PLUGGABLE LED/16 SW RED/YEL","4100-1300",null,null,null,null,null,null,null,null,null,null,null,null,null,null,null,null,null,null,null,null,null,null,null,0,null,"17 PLUGGABLE LED/16 SW RED/YEL","4100-1300",0,2.4E-2,0,2.4E-2,0,24,24,null,null,null,null,null,null,null,null,"AC4100-0032","https://docs.autocall.com/v/u/Autocall/en-US/Panel-Mounted-LED/Switch-and-LED-Modules-LED/Switch-Controllers-and-Panel-Mounted-Printer/17",null,null,null,null,17," Annunciator Modules"]
[4,22,null,"         HOA 24SW/24LED NO TEXT G/Y/G","4100-1301",null,null,null,null,null,null,null,null,null,null,null,null,null,null,null,null,null,null,null,null,null,null,null,0,null,"HOA 24SW/24LED NO TEXT G/Y/G","4100-1301",0,2.4E-2,0,2.4E-2,0,24,24,null,null,null,null,null,null,null,null,"AC4100-0032","https://docs.autocall.com/v/u/Autocall/en-US/Panel-Mounted-LED/Switch-and-LED-Modules-LED/Switch-Controllers-and-Panel-Mounted-Printer/17",null,null,null,null,17," Annunciator Modules"]
[4,23,null,"         HOA 24SW/24LED W/TEXT G/Y/G","4100-1302",null,null,null,null,null,null,null,null,null,null,null,null,null,null,null,null,null,null,null,null,null,null,null,0,null,"HOA 24SW/24LED W/TEXT G/Y/G","4100-1302",0,2.4E-2,0,2.4E-2,0,24,24,null,null,null,null,null,null,null,null,"AC4100-0032","https://docs.autocall.com/v/u/Autocall/en-US/Panel-Mounted-LED/Switch-and-LED-Modules-LED/Switch-Controllers-and-Panel-Mounted-Printer/17",null,null,null,null,17," Annunciator Modules"]
[3,0,"+","      FIBER MODEM MODULES",0,null,null,null,null,null,null,null,null,null,null,null,null,null,null,null,null,null,null,null,null,null,null,null,0,null,"FIBER MODEM MODULES",null,0,0,0,0,0]
[4,1,null,"         4120 SM-L DUPLEX FIBER MEDIA","4100-6301",null,null,null,null,null,null,null,null,null,null,null,null,null,null,null,null,null,null,null,null,null,null,null,0,null,"4120 SM-L DUPLEX FIBER MEDIA","4100-6301",0,5.5E-2,0,5.5E-2,0,55,55,null,null,null,null,null,null,null,null,"AC4100-1036","https://docs.autocall.com/v/u/Autocall/en-US/Network-Annunciator-Panels-for-4120-Network-4100ES-Network-Display-Units-with-Voice-Command-Center-and-ES-PS-Power-Supplies-for-4120-Network/8",null,null,null,null,18," Fiber Modem Modules"]
[4,2,null,"         4120 SM-R DUPLEX FIBER MEDIA","4100-6302",null,null,null,null,null,null,null,null,null,null,null,null,null,null,null,null,null,null,null,null,null,null,null,{"$f":"SUM(G443:W443)","v":0},null,"4120 SM-R DUPLEX FIBER MEDIA","4100-6302",0,5.5E-2,0,5.5E-2,0,55,55,null,null,null,null,null,null,null,null,"AC4100-1036","https://docs.autocall.com/v/u/Autocall/en-US/Network-Annunciator-Panels-for-4120-Network-4100ES-Network-Display-Units-with-Voice-Command-Center-and-ES-PS-Power-Supplies-for-4120-Network/8",null,null,null,null,18," Fiber Modem Modules"]
[4,3,null,"         4120 MM-L DUPLEX FIBER MEDIA","4100-6303",null,null,null,null,null,null,null,null,null,null,null,null,null,null,null,null,null,null,null,null,null,null,null,0,null,"4120 MM-L DUPLEX FIBER MEDIA","4100-6303",0,5.5E-2,0,5.5E-2,0,55,55,null,null,null,null,null,null,null,null,"AC4100-1036","https://docs.autocall.com/v/u/Autocall/en-US/Network-Annunciator-Panels-for-4120-Network-4100ES-Network-Display-Units-with-Voice-Command-Center-and-ES-PS-Power-Supplies-for-4120-Network/8",null,null,null,null,18," Fiber Modem Modules"]
[4,4,null,"         4120 MM-R DUPLEX FIBER MEDIA","4100-6304",null,null,null,null,null,null,null,null,null,null,null,null,null,null,null,null,null,null,null,null,null,null,null,0,null,"4120 MM-R DUPLEX FIBER MEDIA","4100-6304",0,5.5E-2,0,5.5E-2,0,55,55,null,null,null,null,null,null,null,null,"AC4100-1036","https://docs.autocall.com/v/u/Autocall/en-US/Network-Annunciator-Panels-for-4120-Network-4100ES-Network-Display-Units-with-Voice-Command-Center-and-ES-PS-Power-Supplies-for-4120-Network/8",null,null,null,null,18," Fiber Modem Modules"]
[3,0,"+","      COMMUNICATION AND LEGACY TRANSPONDER INTERFACE MODULES",0,null,null,null,null,null,null,null,null,null,null,null,null,null,null,null,null,null,null,null,null,null,null,null,0,null,"COMMUNICATION AND LEGACY TRANSPONDER INTERFACE MODULES",null,0,0,0,0,0]
[4,1,null,"         CITY MODULE W/DISCONNECT",{"$f":"AF447","v":"4100-6031"},null,null,null,null,null,null,null,null,null,null,null,null,null,null,null,null,null,null,null,null,null,null,null,0,null,"CITY MODULE W/DISCONNECT","4100-6031",0,0.02,0,3.5999999999999997E-2,0,20,36,null,null,null,null,null,null,null,null,"AC4100-1031","https://docs.autocall.com/v/u/Autocall/en-US/4100ES-Addressable-Fire-Detection-and-Control-Basic-Panel-Modules-and-Accessories/11",null,null,null,null,19," Communication and Legacy Transponder I/F Modules"]
[4,2,null,"         CITY MODULE W/O DISCONNECT","4100-6032",null,null,null,null,null,null,null,null,null,null,null,null,null,null,null,null,null,null,null,null,null,null,null,0,null,"CITY MODULE W/O DISCONNECT","4100-6032",0,0.02,0,3.5999999999999997E-2,0,20,36,null,null,null,null,null,null,null,null,"AC4100-1031","https://docs.autocall.com/v/u/Autocall/en-US/4100ES-Addressable-Fire-Detection-and-Control-Basic-Panel-Modules-and-Accessories/11",null,null,null,null,19," Communication and Legacy Transponder I/F Modules"]
[4,3,null,"         ALARM RELAY","4100-6033",null,null,null,null,null,null,null,null,null,null,null,null,null,null,null,null,null,null,null,null,null,null,null,0,null,"ALARM RELAY","4100-6033",0,1.4999999999999999E-2,0,3.6999999999999998E-2,0,15,37,null,null,null,null,null,null,null,null,"AC4100-1031","https://docs.autocall.com/v/u/Autocall/en-US/4100ES-Addressable-Fire-Detection-and-Control-Basic-Panel-Modules-and-Accessories/11",null,null,null,null,19," Communication and Legacy Transponder I/F Modules"]
[4,4,null,"         TAMPER SWITCH W/IDNET IAM","4100-6034",null,null,null,null,null,null,null,null,null,null,null,null,null,null,null,null,null,null,null,null,null,null,null,0,null,"TAMPER SWITCH W/IDNET IAM","4100-6034",0,8.0000000000000004E-4,0,1E-3,0,0.8,1,null,null,null,null,null,null,null,null,"AC4100-1031","https://docs.autocall.com/v/u/Autocall/en-US/4100ES-Addressable-Fire-Detection-and-Control-Basic-Panel-Modules-and-Accessories/11",null,null,null,null,19," Communication and Legacy Transponder I/F Modules"]
[4,5,null,"         DUAL RS-232 IF CARD","4100-6038",null,null,null,null,null,null,null,null,null,null,null,null,null,null,null,null,null,null,null,null,null,null,null,0,null,"DUAL RS-232 IF CARD","4100-6038",0,0.13200000000000001,0,0.13200000000000001,0,132,132,null,null,null,null,null,null,null,null,"AC4100-1031","https://docs.autocall.com/v/u/Autocall/en-US/4100ES-Addressable-Fire-Detection-and-Control-Basic-Panel-Modules-and-Accessories/11",null,null,null,null,19," Communication and Legacy Transponder I/F Modules"]
[4,6,null,"         VESDA INTERFACE KIT","4100-6048",null,null,null,null,null,null,null,null,null,null,null,null,null,null,null,null,null,null,null,null,null,null,null,0,null,"VESDA INTERFACE KIT","4100-6048",0,0.13200000000000001,0,0.13200000000000001,0,132,132,null,null,null,null,null,null,null,null,"AC4100-1031","https://docs.autocall.com/v/u/Autocall/en-US/4100ES-Addressable-Fire-Detection-and-Control-Basic-Panel-Modules-and-Accessories/11",null,null,null,null,19," Communication and Legacy Transponder I/F Modules"]
[4,7,null,"         EVENT/POINT REPORTING DACT","4100-6052",null,null,null,null,null,null,null,null,null,null,null,null,null,null,null,null,null,null,null,null,null,null,null,0,null,"EVENT/POINT REPORTING DACT","4100-6052",0,0.03,0,0.04,0,30,40,null,null,null,null,null,null,null,null,"AC4100-1031","https://docs.autocall.com/v/u/Autocall/en-US/4100ES-Addressable-Fire-Detection-and-Control-Basic-Panel-Modules-and-Accessories/11",null,null,null,null,19," Communication and Legacy Transponder I/F Modules"]
[4,{"$f":"IF(OR(C454=\"+\",C454=\"-\"),0,B453+1)","v":8},null,"         BACPAC ETHERNET MOD 1.5K PT","4100-6069",null,null,null,null,null,null,null,null,null,null,null,null,null,null,null,null,null,null,null,null,null,null,null,0,null,"BACPAC ETHERNET MOD 1.5K PT","4100-6069",0,0.123,0,0.123,0,123,123,null,null,null,null,null,null,null,null,"AC4100-1077","https://docs.autocall.com/v/u/Autocall/en-US/4100ES-Network-Display-Units-with-Voice-Command-Center-and-ES-PS-Power-Supplies-for-ES-Net/7",null,null,null,null,19," Communication and Legacy Transponder I/F Modules"]
[4,9,null,"         NEW SAFELINC INTERNET INTRFACE","4100-6079",null,null,null,null,null,null,null,null,null,null,null,null,null,null,null,null,null,null,null,null,null,null,null,0,null,"NEW SAFELINC INTERNET INTRFACE","4100-6079",0,0.14499999999999999,0,0.14499999999999999,0,145,145,null,null,null,null,null,null,null,null,"AC4100-1077","https://docs.autocall.com/v/u/Autocall/en-US/4100ES-Network-Display-Units-with-Voice-Command-Center-and-ES-PS-Power-Supplies-for-ES-Net/7",null,null,null,null,19," Communication and Legacy Transponder I/F Modules"]
[4,10,null,{"$f":"REPT(\"   \",A456-1)&AE456","v":"         SERIAL DACT SIDE MOUNT"},"4100-6080",null,null,null,null,null,null,null,null,null,null,null,null,null,null,null,null,null,null,null,null,null,null,null,0,null,"SERIAL DACT SIDE MOUNT","4100-6080",0,0.03,0,0.04,0,30,40,null,null,null,null,null,null,null,null,"AC2080-0009","https://docs.autocall.com/v/u/Autocall/en-US/Panel-Mounted-Digital-Alarm-Communicating-Transmitters-with-Serial-Communications-SDACT/9",null,null,null,null,19," Communication and Legacy Transponder I/F Modules"]
[4,11,null,"         BACPAC ETHERNET MOD 5K PT CAP","4100-6110",null,null,null,null,null,null,null,null,null,null,null,null,null,null,null,null,null,null,null,null,null,null,null,0,null,"BACPAC ETHERNET MOD 5K PT CAP","4100-6110",0,0.123,0,0.123,0,123,123,null,null,null,null,null,null,null,null,"AC4100-1077","https://docs.autocall.com/v/u/Autocall/en-US/4100ES-Network-Display-Units-with-Voice-Command-Center-and-ES-PS-Power-Supplies-for-ES-Net/7",null,null,null,null,19," Communication and Legacy Transponder I/F Modules"]
[4,12,null,"         BACPAC ETHERNET MOD 15K PT CAP","4100-6111",null,null,null,null,null,null,null,null,null,null,null,null,null,null,null,null,null,null,null,null,null,null,null,0,null,"BACPAC ETHERNET MOD 15K PT CAP","4100-6111",0,0.123,0,0.123,0,123,123,null,null,null,null,null,null,null,null,"AC4100-1077","https://docs.autocall.com/v/u/Autocall/en-US/4100ES-Network-Display-Units-with-Voice-Command-Center-and-ES-PS-Power-Supplies-for-ES-Net/7",null,null,null,null,19," Communication and Legacy Transponder I/F Modules"]
[4,13,null,"         MASTER CLOCK INTERFACE KIT","4100-9816",null,null,null,null,null,null,null,null,null,null,null,null,null,null,null,null,null,null,null,null,null,null,null,0,null,"MASTER CLOCK INTERFACE KIT","4100-9816",0,0.13200000000000001,0,0.13200000000000001,0,132,132,null,null,null,null,null,null,null,null,"AC4100-1077","https://docs.autocall.com/v/u/Autocall/en-US/4100ES-Network-Display-Units-with-Voice-Command-Center-and-ES-PS-Power-Supplies-for-ES-Net/7",null,null,null,null,19," Communication and Legacy Transponder I/F Modules"]
[2,0,"-","   NAC EXTENDERS",0,null,null,null,null,null,null,null,null,null,null,null,null,null,null,null,null,null,null,null,null,null,null,null,0,null,"NAC EXTENDERS",null,0,0,0,0,0]
[3,1,null,"      NAC Extender with 8 Amp Power supply (120V)","4009-9201|120V",null,null,null,null,null,null,null,null,null,null,null,null,null,null,null,null,null,null,null,null,null,null,null,0,1,"NAC Extender with 8 Amp Power supply (120V)","4009-9201|120V",0,8.5000000000000006E-2,0,0.185,0,85,185]
[3,2,null,"      NAC Extender with 8 Amp Power supply (240V)","4009-9301|240V",null,null,null,null,null,null,null,null,null,null,null,null,null,null,null,null,null,null,null,null,null,null,null,0,1,"NAC Extender with 8 Amp Power supply (240V)","4009-9301|240V",0,8.5000000000000006E-2,0,0.185,0,85,185]
[3,3,null,"      ULC NAC Extender with 8 Amp Power supply (120V)","4009-9202CA|120V ULC",null,null,null,null,null,null,null,null,null,null,null,null,null,null,null,null,null,null,null,null,null,null,null,0,1,"ULC NAC Extender with 8 Amp Power supply (120V)","4009-9202CA|120V ULC",0,8.5000000000000006E-2,0,0.185,0,85,185]
[3,4,null,"      IDNet Repeater, output is Class A or Class B","4009-9809",null,null,null,null,null,null,null,null,null,null,null,null,null,null,null,null,null,null,null,null,null,null,null,0,null,"IDNet Repeater, output is Class A or Class B","4009-9809",0,7.0000000000000007E-2,0,7.0000000000000007E-2,0,70,70]
[3,5,null,"      Fiber Optic Receiver Class B","4009-9810",null,null,null,null,null,null,null,null,null,null,null,null,null,null,null,null,null,null,null,null,null,null,null,0,null,"Fiber Optic Receiver Class B","4009-9810",0,6.5000000000000002E-2,0,6.5000000000000002E-2,0,65,65]
[3,6,null,"      Fiber Optic Receiver Class A: Class A (IDNet), Class X (fiber)","4009-9811",null,null,null,null,null,null,null,null,null,null,null,null,null,null,null,null,null,null,null,null,null,null,null,0,null,"Fiber Optic Receiver Class A: Class A (IDNet), Class X (fiber)","4009-9811",0,0.08,0,0.08,0,80,80]
[3,7,null,"      Additional four point NAC module 4 Class B 1.5 Amp NACs (one per NAC Extender)","4009-9807",null,null,null,null,null,null,null,null,null,null,null,null,null,null,null,null,null,null,null,null,null,null,null,0,null,"Additional four point NAC module 4 Class B 1.5 Amp NACs (one per NAC Extender)","4009-9807",0,0.04,0,0.04,0,40,40]
[3,8,null,"      Dual Class A adapter (for two NAC outputs)","4009-9808",null,null,null,null,null,null,null,null,null,null,null,null,null,null,null,null,null,null,null,null,null,null,null,0,null,"Dual Class A adapter (for two NAC outputs)","4009-9808",0,0,0,0,0,{"$f":"AX468*0.8","v":0},0]
[3,9,null,"      Maximum Auxillary Power 500mA - ADD LOADS IN THIRD PARTY ITEMS",0,null,null,null,null,null,null,null,null,null,null,null,null,null,null,null,null,null,null,null,null,null,null,null,0,null,"Maximum Auxillary Power 500mA - ADD LOADS IN THIRD PARTY ITEMS",null,0,0,0,0,0,0,0]
[2,0,"-",{"$f":"REPT(\"   \",A470-1)&AE470","v":"   4009 IDNAC EXTENDER"},{"$f":"AF470","v":0},null,null,null,null,null,null,null,null,null,null,null,null,null,null,null,null,null,null,null,null,null,null,null,{"$f":"SUM(G470:W470)","v":0},null,"4009 IDNAC EXTENDER",null,0,{"$f":"AL470/1000","v":0},{"$f":"AG470*AH470","v":0},{"$f":"AM470/1000","v":0},{"$f":"AG470*AJ470","v":0}]
[3,1,null,"      4009 IDNAC Extender Red-120/240V","4009-9705",null,null,null,null,null,null,null,null,null,null,null,null,null,null,null,null,null,null,null,null,null,null,null,0,1,"4009 IDNAC Extender Red-120/240V","4009-9705",0,6.4000000000000001E-2,0,6.4000000000000001E-2,0,64,64]
[3,2,null,"      4009 IDNAC Extender Platinum 120/240V","4009-9706",null,null,null,null,null,null,null,null,null,null,null,null,null,null,null,null,null,null,null,null,null,null,null,0,1,"4009 IDNAC Extender Platinum 120/240V","4009-9706",0,6.4000000000000001E-2,0,6.4000000000000001E-2,0,64,64]
[3,3,null,"      Max 2A Aux Power/Simple NAC - ADD LOADS IN 3rd PARTY ITEMS OR NAC APPLIANCES",0,null,null,null,null,null,null,null,null,null,null,null,null,null,null,null,null,null,null,null,null,null,null,null,0,null,"Max 2A Aux Power/Simple NAC - ADD LOADS IN 3rd PARTY ITEMS OR NAC APPLIANCES",null,0,0,0,0,0,0,0]
[2,0,"-",{"$f":"REPT(\"   \",A474-1)&AE474","v":"   4009 EXTENDER PLUS"},{"$f":"AF474","v":0},null,null,null,null,null,null,null,null,null,null,null,null,null,null,null,null,null,null,null,null,null,null,null,{"$f":"SUM(G474:W474)","v":0},null,"4009 EXTENDER PLUS",null,0,{"$f":"AL474/1000","v":0},{"$f":"AG474*AH474","v":0},{"$f":"AM474/1000","v":0},{"$f":"AG474*AJ474","v":0}]
[3,1,null,"      4009 Extender Plus Red","4009-9701",null,null,null,null,null,null,null,null,null,null,null,null,null,null,null,null,null,null,null,null,null,null,null,0,1,"4009 Extender Plus Red","4009-9701",0,6.4000000000000001E-2,0,6.4000000000000001E-2,0,64,64]
[3,2,null,"      4009 Extender Plus Platinum","4009-9702",null,null,null,null,null,null,null,null,null,null,null,null,null,null,null,null,null,null,null,null,null,null,null,0,1,"4009 Extender Plus Platinum","4009-9702",0,6.4000000000000001E-2,0,6.4000000000000001E-2,0,64,64]
[3,3,null,"      4009 Extender Plus with IDNAC Red","4009-9703",null,null,null,null,null,null,null,null,null,null,null,null,null,null,null,null,null,null,null,null,null,null,null,0,1,"4009 Extender Plus with IDNAC Red","4009-9703",0,6.4000000000000001E-2,0,6.4000000000000001E-2,0,64,64]
[3,4,null,"      4009 Extender Plus IDNAC Platinum","4009-9704",null,null,null,null,null,null,null,null,null,null,null,null,null,null,null,null,null,null,null,null,null,null,null,0,1,"4009 Extender Plus IDNAC Platinum","4009-9704",0,6.4000000000000001E-2,0,6.4000000000000001E-2,0,64,64]
[3,5,null,"      Max 2A Aux Power/Simple NAC - ADD LOADS IN 3rd PARTY ITEMS OR NAC APPLIANCES",0,null,null,null,null,null,null,null,null,null,null,null,null,null,null,null,null,null,null,null,null,null,null,null,0,null,"Max 2A Aux Power/Simple NAC - ADD LOADS IN 3rd PARTY ITEMS OR NAC APPLIANCES",null,0,0,0,0,0,0,0]
[2,0,"-","   IDNAC REPEATERS",0,null,null,null,null,null,null,null,null,null,null,null,null,null,null,null,null,null,null,null,null,null,null,null,0,null,"IDNAC REPEATERS",null,0,0,0,0,0]
[3,1,null,"      IDNAC Repeater Platinum","4009-9601",null,null,null,null,null,null,null,null,null,null,null,null,null,null,null,null,null,null,null,null,null,null,null,0,1,"IDNAC Repeater Platinum","4009-9601",0,7.0000000000000007E-2,0,9.6000000000000002E-2,0,70,96]
[3,2,null,"      IDNAC Repeater Red","4009-9602",null,null,null,null,null,null,null,null,null,null,null,null,null,null,null,null,null,null,null,null,null,null,null,0,1,"IDNAC Repeater Red","4009-9602",0,7.0000000000000007E-2,0,9.6000000000000002E-2,0,70,96]
[3,3,null,{"$f":"REPT(\"   \",A483-1)&AE483","v":"      IDNAC Repeater Platinum"},{"$f":"AF483","v":"4009-9601BA"},null,null,null,null,null,null,null,null,null,null,null,null,null,null,null,null,null,null,null,null,null,null,null,{"$f":"SUM(G483:W483)","v":0},1,"IDNAC Repeater Platinum","4009-9601BA",0,{"$f":"AL483/1000","v":7.0000000000000007E-2},{"$f":"AG483*AH483","v":0},{"$f":"AM483/1000","v":9.6000000000000002E-2},{"$f":"AG483*AJ483","v":0},70,96]
[3,4,null,"      IDNAC Repeater Red","4009-9602BA",null,null,null,null,null,null,null,null,null,null,null,null,null,null,null,null,null,null,null,null,null,null,null,0,1,"IDNAC Repeater Red","4009-9602BA",0,7.0000000000000007E-2,0,9.6000000000000002E-2,0,70,96]
[3,5,null,"      Class A Adapter Module","4009-9814",null,null,null,null,null,null,null,null,null,null,null,null,null,null,null,null,null,null,null,null,null,null,null,0,null,"Class A Adapter Module","4009-9814",0,0,0,0,0,0,0]
[3,6,null,"      Maximum Auxillary Power 200mA - ADD LOADS IN THIRD PARTY ITEMS",0,null,null,null,null,null,null,null,null,null,null,null,null,null,null,null,null,null,null,null,null,null,null,null,0,null,"Maximum Auxillary Power 200mA - ADD LOADS IN THIRD PARTY ITEMS",null,0,0,0,0,0,0,0]
[1,0,"-","IDNET ADDRESSABLE DEVICES",0,null,null,null,null,null,null,null,null,null,null,null,null,null,null,null,null,null,null,null,null,null,null,null,0,{"$f":"IF(SUM(AG487:AG663)>0,\"h\",\"\")","v":"h"},"IDNET ADDRESSABLE DEVICES",null,0,"header","header","header","header"]
[2,0,"-","   ENTER NUMBER OF LEDS ON IN ALARM PER LOOP",0,null,null,null,null,null,null,null,null,null,null,null,null,null,null,null,null,null,null,null,null,null,null,null,0,null,"ENTER NUMBER OF LEDS ON IN ALARM PER LOOP",null,0,{"$f":"AL488/1000","v":0},{"$f":"AG488*AH488","v":0},{"$f":"AM488/1000","v":0},{"$f":"AG488*AJ488","v":0}]
[3,1,"★","      Number of LEDs on in alarm per loop (max 20 per loop)",0,null,null,null,14,null,null,null,null,null,null,null,null,null,null,null,null,null,null,null,null,null,null,null,14,null,"Number of LEDs on in alarm per loop (max 20 per loop)",null,14,0,0,2E-3,2.8000000000000001E-2,0,2]
[2,0,"-","   ADDRESSABLE DETECTORS AND BASES",0,null,null,null,null,null,null,null,null,null,null,null,null,null,null,null,null,null,null,null,null,null,null,null,0,null,"ADDRESSABLE DETECTORS AND BASES",null,0,0,0,0,0]
[3,1,"★","      Smoke Detector with Standard Base","4098-9714|4098-9792",null,null,null,14,null,null,null,null,null,null,null,null,null,null,null,null,null,null,null,null,null,null,null,14,null,"Smoke Detector with Standard Base","4098-9714|4098-9792",14,8.0000000000000004E-4,1.12E-2,1E-3,1.4E-2,0.8,1]
[3,2,null,"      Smoke Detector with Standard Base with support for Remote LED","4098-9714|4098-9789",null,null,null,5,null,null,null,null,null,null,null,null,null,null,null,null,null,null,null,null,null,null,null,5,null,"Smoke Detector with Standard Base with support for Remote LED","4098-9714|4098-9789",5,8.0000000000000004E-4,4.0000000000000001E-3,1E-3,5.0000000000000001E-3,0.8,1]
[3,3,null,"      Smoke Detector with Isolator Base","4098-9714|4098-9793",null,null,null,5,null,null,null,null,null,null,null,null,null,null,null,null,null,null,null,null,null,null,null,5,null,"Smoke Detector with Isolator Base","4098-9714|4098-9793",5,8.0000000000000004E-4,4.0000000000000001E-3,1E-3,5.0000000000000001E-3,0.8,1]
[3,4,null,"      Smoke Detector with Sounder Base - FULL LOAD","4098-9714|4098-9794",null,null,null,null,null,null,null,null,null,null,null,null,null,null,null,null,null,null,null,null,null,null,null,0,null,"Smoke Detector with Sounder Base - FULL LOAD","4098-9714|4098-9794",0,8.0000000000000004E-4,0,2.5000000000000001E-2,0,0.8,25]
[3,5,null,"      Smoke Detector with Sounder Base - LOOP LOAD ONLY","4098-9714|4098-9794",null,null,null,null,null,null,null,null,null,null,null,null,null,null,null,null,null,null,null,null,null,null,null,0,null,"Smoke Detector with Sounder Base - LOOP LOAD ONLY","4098-9714|4098-9794",0,{"$f":"AL495/1000","v":8.0000000000000004E-4},0,{"$f":"AM495/1000","v":1E-3},0,0.8,1]
[3,6,null,"      Smoke Detector with Sounder Base - SOUNDER BASE LOAD","4098-9714|4098-9794",null,null,null,null,null,null,null,null,null,null,null,null,null,null,null,null,null,null,null,null,null,null,null,0,null,"Smoke Detector with Sounder Base - SOUNDER BASE LOAD","4098-9714|4098-9794",0,8.0000000000000004E-4,{"$f":"AG496*AH496","v":0},2.4E-2,{"$f":"AG496*AJ496","v":0},0.8,24]
[3,7,null,"      Smoke Detector with 520Hz Sounder Base - FULL LOAD","4098-9714|4098-9772",null,null,null,null,null,null,null,null,null,null,null,null,null,null,null,null,null,null,null,null,null,null,null,0,null,"Smoke Detector with 520Hz Sounder Base - FULL LOAD","4098-9714|4098-9772",0,8.0000000000000004E-4,0,0.13,0,0.8,130]
[3,8,null,"      Smoke Detector with 520Hz Sounder Base - LOOP LOAD ONLY","4098-9714|4098-9772",null,null,null,null,null,null,null,null,null,null,null,null,null,null,null,null,null,null,null,null,null,null,null,0,null,"Smoke Detector with 520Hz Sounder Base - LOOP LOAD ONLY","4098-9714|4098-9772",0,8.0000000000000004E-4,0,1E-3,0,0.8,1]
[3,9,null,"      Smoke Detector with 520Hz Sounder Base - SOUNDER BASE LOAD","4098-9714|4098-9772",null,null,null,null,null,null,null,null,null,null,null,null,null,null,null,null,null,null,null,null,null,null,null,0,null,"Smoke Detector with 520Hz Sounder Base - SOUNDER BASE LOAD","4098-9714|4098-9772",0,8.0000000000000004E-4,0,0.129,0,0.8,129]
[3,10,null,"      Smoke Detector with CO Base","4098-9714|4098-9770",null,null,null,null,null,null,null,null,null,null,null,null,null,null,null,null,null,null,null,null,null,null,null,0,null,"Smoke Detector with CO Base","4098-9714|4098-9770",0,8.0000000000000004E-4,0,1E-3,0,0.8,1]
[3,11,null,"      Smoke Detector with CO Sounder Base - FULL LOAD","4098-9714|4098-9771",null,null,null,null,null,null,null,null,null,null,null,null,null,null,null,null,null,null,null,null,null,null,null,0,null,"Smoke Detector with CO Sounder Base - FULL LOAD","4098-9714|4098-9771",0,8.0000000000000004E-4,0,2.5000000000000001E-2,0,0.8,25]
[3,12,null,"      Smoke Detector with CO Sounder Base - LOOP LOAD ONLY","4098-9714|4098-9771",null,null,null,null,null,null,null,null,null,null,null,null,null,null,null,null,null,null,null,null,null,null,null,0,null,"Smoke Detector with CO Sounder Base - LOOP LOAD ONLY","4098-9714|4098-9771",0,8.0000000000000004E-4,0,1E-3,0,0.8,1]
[3,13,null,"      Smoke Detector with CO Sounder Base - SOUNDER BASE LOAD","4098-9714|4098-9771",null,null,null,null,null,null,null,null,null,null,null,null,null,null,null,null,null,null,null,null,null,null,null,0,null,"Smoke Detector with CO Sounder Base - SOUNDER BASE LOAD","4098-9714|4098-9771",0,8.0000000000000004E-4,0,2.4E-2,0,0.8,24]
[3,14,null,"      Smoke Detector with CO 520Hz Sounder Base - FULL LOAD","4098-9714|4098-9773",null,null,null,null,null,null,null,null,null,null,null,null,null,null,null,null,null,null,null,null,null,null,null,0,null,"Smoke Detector with CO 520Hz Sounder Base - FULL LOAD","4098-9714|4098-9773",0,8.0000000000000004E-4,0,0.13,0,0.8,130]
[3,15,null,"      Smoke Detector with CO 520Hz Sounder Base - LOOP LOAD ONLY","4098-9714|4098-9773",null,null,null,null,null,null,null,null,null,null,null,null,null,null,null,null,null,null,null,null,null,null,null,0,null,"Smoke Detector with CO 520Hz Sounder Base - LOOP LOAD ONLY","4098-9714|4098-9773",0,8.0000000000000004E-4,0,1E-3,0,0.8,1]
[3,16,null,"      Smoke Detector with CO 520Hz Sounder Base - SOUNDER BASE LOAD","4098-9714|4098-9773",null,null,null,null,null,null,null,null,null,null,null,null,null,null,null,null,null,null,null,null,null,null,null,0,null,"Smoke Detector with CO 520Hz Sounder Base - SOUNDER BASE LOAD","4098-9714|4098-9773",0,8.0000000000000004E-4,0,0.129,0,0.8,129]
[3,17,null,"      Smoke Detector with 2-Wire Sensor Supervised Relay Base","4098-9714|4098-9780|4098-9860",null,null,null,null,null,null,null,null,null,null,null,null,null,null,null,null,null,null,null,null,null,null,null,0,null,"Smoke Detector with 2-Wire Sensor Supervised Relay Base","4098-9714|4098-9780|4098-9860",0,8.0000000000000004E-4,0,1E-3,0,0.8,1]
[3,18,"★","      Heat Detector with Standard Base","4098-9733|4098-9792",null,null,null,1,null,null,null,null,null,null,null,null,null,null,null,null,null,null,null,null,null,null,null,1,null,"Heat Detector with Standard Base","4098-9733|4098-9792",1,8.0000000000000004E-4,8.0000000000000004E-4,1E-3,1E-3,0.8,1]
[3,19,null,"      Heat Detector with Standard Base with support for Remote LED","4098-9733|4098-9789",null,null,null,null,null,null,null,null,null,null,null,null,null,null,null,null,null,null,null,null,null,null,null,0,null,"Heat Detector with Standard Base with support for Remote LED","4098-9733|4098-9789",0,8.0000000000000004E-4,0,1E-3,0,0.8,1]
[3,20,null,"      Heat Detector with Isolator Base","4098-9733|4098-9793",null,null,null,null,null,null,null,null,null,null,null,null,null,null,null,null,null,null,null,null,null,null,null,0,null,"Heat Detector with Isolator Base","4098-9733|4098-9793",0,8.0000000000000004E-4,0,1E-3,0,0.8,1]
[3,21,null,"      Heat Detector with Sounder Base - FULL LOAD","4098-9733|4098-9794",null,null,null,null,null,null,null,null,null,null,null,null,null,null,null,null,null,null,null,null,null,null,null,0,null,"Heat Detector with Sounder Base - FULL LOAD","4098-9733|4098-9794",0,8.0000000000000004E-4,0,1E-3,0,0.8,1]
[3,22,null,"      Heat Detector with Sounder Base - LOOP LOAD ONLY","4098-9733|4098-9794",null,null,null,null,null,null,null,null,null,null,null,null,null,null,null,null,null,null,null,null,null,null,null,0,null,"Heat Detector with Sounder Base - LOOP LOAD ONLY","4098-9733|4098-9794",0,8.0000000000000004E-4,0,2.5000000000000001E-2,0,0.8,25]
[3,23,null,"      Heat Detector with Sounder Base - SOUNDER BASE LOAD","4098-9733|4098-9794",null,null,null,null,null,null,null,null,null,null,null,null,null,null,null,null,null,null,null,null,null,null,null,0,null,"Heat Detector with Sounder Base - SOUNDER BASE LOAD","4098-9733|4098-9794",0,8.0000000000000004E-4,0,1E-3,0,0.8,1]
[3,24,null,"      Heat Detector with 520Hz Sounder Base - FULL LOAD","4098-9733|4098-9772",null,null,null,null,null,null,null,null,null,null,null,null,null,null,null,null,null,null,null,null,null,null,null,0,null,"Heat Detector with 520Hz Sounder Base - FULL LOAD","4098-9733|4098-9772",0,8.0000000000000004E-4,0,2.4E-2,0,0.8,24]
[3,25,null,"      Heat Detector with 520Hz Sounder Base - LOOP LOAD ONLY","4098-9733|4098-9772",null,null,null,null,null,null,null,null,null,null,null,null,null,null,null,null,null,null,null,null,null,null,null,0,null,"Heat Detector with 520Hz Sounder Base - LOOP LOAD ONLY","4098-9733|4098-9772",0,8.0000000000000004E-4,0,0.13,0,0.8,130]
[3,26,null,"      Heat Detector with 520Hz Sounder Base - SOUNDER BASE LOAD","4098-9733|4098-9772",null,null,null,null,null,null,null,null,null,null,null,null,null,null,null,null,null,null,null,null,null,null,null,0,null,"Heat Detector with 520Hz Sounder Base - SOUNDER BASE LOAD","4098-9733|4098-9772",0,8.0000000000000004E-4,0,1E-3,0,0.8,1]
[3,27,null,"      Heat Detector with CO Base","4098-9733|4098-9770",null,null,null,null,null,null,null,null,null,null,null,null,null,null,null,null,null,null,null,null,null,null,null,0,null,"Heat Detector with CO Base","4098-9733|4098-9770",0,8.0000000000000004E-4,0,0.129,0,0.8,129]
[3,{"$f":"IF(OR(C518=\"+\",C518=\"-\"),0,B517+1)","v":28},null,"      Heat Detector with CO Sounder Base - FULL LOAD","4098-9733|4098-9771",null,null,null,null,null,null,null,null,null,null,null,null,null,null,null,null,null,null,null,null,null,null,null,{"$f":"SUM(G518:W518)","v":0},null,"Heat Detector with CO Sounder Base - FULL LOAD","4098-9733|4098-9771",0,8.0000000000000004E-4,0,1E-3,0,0.8,1]
[3,29,null,"      Heat Detector with CO Sounder Base - LOOP LOAD ONLY","4098-9733|4098-9771",null,null,null,null,null,null,null,null,null,null,null,null,null,null,null,null,null,null,null,null,null,null,null,0,null,"Heat Detector with CO Sounder Base - LOOP LOAD ONLY","4098-9733|4098-9771",0,8.0000000000000004E-4,0,2.5000000000000001E-2,0,0.8,25]
[3,30,null,"      Heat Detector with CO Sounder Base - SOUNDER BASE LOAD","4098-9733|4098-9771",null,null,null,null,null,null,null,null,null,null,null,null,null,null,null,null,null,null,null,null,null,null,null,0,null,"Heat Detector with CO Sounder Base - SOUNDER BASE LOAD","4098-9733|4098-9771",0,8.0000000000000004E-4,0,1E-3,0,0.8,1]
[3,31,null,"      Heat Detector with CO 520Hz Sounder Base - FULL LOAD","4098-9733|4098-9773",null,null,null,null,null,null,null,null,null,null,null,null,null,null,null,null,null,null,null,null,null,null,null,0,null,"Heat Detector with CO 520Hz Sounder Base - FULL LOAD","4098-9733|4098-9773",0,8.0000000000000004E-4,0,2.4E-2,0,0.8,24]
[3,32,null,"      Heat Detector with CO 520Hz Sounder Base - LOOP LOAD ONLY",{"$f":"AF522","v":"4098-9733|4098-9773"},null,null,null,null,null,null,null,null,null,null,null,null,null,null,null,null,null,null,null,null,null,null,null,0,null,"Heat Detector with CO 520Hz Sounder Base - LOOP LOAD ONLY","4098-9733|4098-9773",0,8.0000000000000004E-4,0,0.13,0,0.8,130]
[3,33,null,"      Heat Detector with CO 520Hz Sounder Base - SOUNDER BASE LOAD","4098-9733|4098-9773",null,null,null,null,null,null,null,null,null,null,null,null,null,null,null,null,null,null,null,null,null,null,null,0,null,"Heat Detector with CO 520Hz Sounder Base - SOUNDER BASE LOAD","4098-9733|4098-9773",0,8.0000000000000004E-4,0,1E-3,0,0.8,1]
[3,34,null,"      Heat Detector with 2-Wire Sensor Supervised Relay Base","4098-9733|4098-9780|4098-9860",null,null,null,null,null,null,null,null,null,null,null,null,null,null,null,null,null,null,null,null,null,null,null,0,null,"Heat Detector with 2-Wire Sensor Supervised Relay Base","4098-9733|4098-9780|4098-9860",0,8.0000000000000004E-4,0,0.129,0,0.8,129]
[3,35,null,"      High Temperature Heat Detector with Standard Base","4098-9734|4098-9792",null,null,null,null,null,null,null,null,null,null,null,null,null,null,null,null,null,null,null,null,null,null,null,0,null,"High Temperature Heat Detector with Standard Base","4098-9734|4098-9792",0,8.0000000000000004E-4,0,1E-3,0,0.8,1]
[3,36,null,"      High Temperature Heat Detector with Standard Base with support for Remote LED","4098-9734|4098-9789",null,null,null,null,null,null,null,null,null,null,null,null,null,null,null,null,null,null,null,null,null,null,null,0,null,"High Temperature Heat Detector with Standard Base with support for Remote LED","4098-9734|4098-9789",0,8.0000000000000004E-4,0,1E-3,0,0.8,1]
[3,37,null,"      High Temperature Heat Detector with Isolator Base","4098-9734|4098-9793",null,null,null,null,null,null,null,null,null,null,null,null,null,null,null,null,null,null,null,null,null,null,null,0,null,"High Temperature Heat Detector with Isolator Base","4098-9734|4098-9793",0,8.0000000000000004E-4,0,1E-3,0,0.8,1]
[3,38,null,"      High Temperature Heat Detector with Sounder Base - FULL LOAD","4098-9734|4098-9794",null,null,null,null,null,null,null,null,null,null,null,null,null,null,null,null,null,null,null,null,null,null,null,0,null,"High Temperature Heat Detector with Sounder Base - FULL LOAD","4098-9734|4098-9794",0,8.0000000000000004E-4,0,1E-3,0,0.8,1]
[3,39,null,"      High Temperature Heat Detector with Sounder Base - LOOP LOAD ONLY","4098-9734|4098-9794",null,null,null,null,null,null,null,null,null,null,null,null,null,null,null,null,null,null,null,null,null,null,null,0,null,"High Temperature Heat Detector with Sounder Base - LOOP LOAD ONLY","4098-9734|4098-9794",0,8.0000000000000004E-4,0,2.5000000000000001E-2,0,0.8,25]
[3,40,null,"      High Temperature Heat Detector with Sounder Base - SOUNDER BASE LOAD","4098-9734|4098-9794",null,null,null,null,null,null,null,null,null,null,null,null,null,null,null,null,null,null,null,null,null,null,null,0,null,"High Temperature Heat Detector with Sounder Base - SOUNDER BASE LOAD","4098-9734|4098-9794",0,8.0000000000000004E-4,0,1E-3,0,0.8,1]
[3,41,null,"      High Temperature Heat Detector with 520Hz Sounder Base - FULL LOAD","4098-9734|4098-9772",null,null,null,null,null,null,null,null,null,null,null,null,null,null,null,null,null,null,null,null,null,null,null,0,null,"High Temperature Heat Detector with 520Hz Sounder Base - FULL LOAD","4098-9734|4098-9772",0,8.0000000000000004E-4,0,2.4E-2,0,0.8,24]
[3,42,null,"      High Temperature Heat Detector with 520Hz Sounder Base - LOOP LOAD ONLY","4098-9734|4098-9772",null,null,null,null,null,null,null,null,null,null,null,null,null,null,null,null,null,null,null,null,null,null,null,0,null,"High Temperature Heat Detector with 520Hz Sounder Base - LOOP LOAD ONLY","4098-9734|4098-9772",0,8.0000000000000004E-4,0,0.13,0,0.8,130]
[3,43,null,"      High Temperature Heat Detector with 520Hz Sounder Base - SOUNDER BASE LOAD","4098-9734|4098-9772",null,null,null,null,null,null,null,null,null,null,null,null,null,null,null,null,null,null,null,null,null,null,null,0,null,"High Temperature Heat Detector with 520Hz Sounder Base - SOUNDER BASE LOAD","4098-9734|4098-9772",0,8.0000000000000004E-4,0,1E-3,0,0.8,1]
[3,44,null,{"$f":"REPT(\"   \",A534-1)&AE534","v":"      High Temperature Heat Detector with CO Base"},"4098-9734|4098-9770",null,null,null,null,null,null,null,null,null,null,null,null,null,null,null,null,null,null,null,null,null,null,null,0,null,"High Temperature Heat Detector with CO Base","4098-9734|4098-9770",0,8.0000000000000004E-4,0,0.129,0,0.8,129]
[3,45,null,"      High Temperature Heat Detector with CO Sounder Base - FULL LOAD","4098-9734|4098-9771",null,null,null,null,null,null,null,null,null,null,null,null,null,null,null,null,null,null,null,null,null,null,null,0,null,"High Temperature Heat Detector with CO Sounder Base - FULL LOAD","4098-9734|4098-9771",0,8.0000000000000004E-4,0,1E-3,0,0.8,1]
[3,46,null,"      High Temperature Heat Detector with CO Sounder Base - LOOP LOAD ONLY","4098-9734|4098-9771",null,null,null,null,null,null,null,null,null,null,null,null,null,null,null,null,null,null,null,null,null,null,null,0,null,"High Temperature Heat Detector with CO Sounder Base - LOOP LOAD ONLY","4098-9734|4098-9771",0,8.0000000000000004E-4,0,2.5000000000000001E-2,0,0.8,25]
[3,47,null,"      High Temperature Heat Detector with CO Sounder Base - SOUNDER BASE LOAD","4098-9734|4098-9771",null,null,null,null,null,null,null,null,null,null,null,null,null,null,null,null,null,null,null,null,null,null,null,0,null,"High Temperature Heat Detector with CO Sounder Base - SOUNDER BASE LOAD","4098-9734|4098-9771",0,8.0000000000000004E-4,0,1E-3,0,0.8,1]
[3,48,null,"      High Temperature Heat Detector with CO 520Hz Sounder Base - FULL LOAD","4098-9734|4098-9773",null,null,null,null,null,null,null,null,null,null,null,null,null,null,null,null,null,null,null,null,null,null,null,0,null,"High Temperature Heat Detector with CO 520Hz Sounder Base - FULL LOAD","4098-9734|4098-9773",0,8.0000000000000004E-4,0,2.4E-2,0,0.8,24]
[3,49,null,"      High Temperature Heat Detector with CO 520Hz Sounder Base - LOOP LOAD ONLY","4098-9734|4098-9773",null,null,null,null,null,null,null,null,null,null,null,null,null,null,null,null,null,null,null,null,null,null,null,0,null,"High Temperature Heat Detector with CO 520Hz Sounder Base - LOOP LOAD ONLY","4098-9734|4098-9773",0,8.0000000000000004E-4,0,0.13,0,0.8,130]
[3,50,null,"      High Temperature Heat Detector with CO 520Hz Sounder Base - SOUNDER BASE LOAD","4098-9734|4098-9773",null,null,null,null,null,null,null,null,null,null,null,null,null,null,null,null,null,null,null,null,null,null,null,0,null,"High Temperature Heat Detector with CO 520Hz Sounder Base - SOUNDER BASE LOAD","4098-9734|4098-9773",0,8.0000000000000004E-4,0,1E-3,0,0.8,1]
[3,51,null,"      High Temperature Heat Detector with 2-Wire Sensor Supervised Relay Base","4098-9734|4098-9780|4098-9860",null,null,null,null,null,null,null,null,null,null,null,null,null,null,null,null,null,null,null,null,null,null,null,0,null,"High Temperature Heat Detector with 2-Wire Sensor Supervised Relay Base","4098-9734|4098-9780|4098-9860",0,8.0000000000000004E-4,0,0.129,0,0.8,129]
[3,52,"★","      Multi Sensor Detector with Standard Base","4098-9754|4098-9792",null,null,null,null,null,null,null,null,null,null,null,null,null,null,null,null,null,null,null,null,null,null,null,0,null,"Multi Sensor Detector with Standard Base","4098-9754|4098-9792",0,8.0000000000000004E-4,0,1E-3,0,0.8,1]
[3,53,null,"      Multi Sensor Detector with Standard Base with support for Remote LED","4098-9754|4098-9789",null,null,null,null,null,null,null,null,null,null,null,null,null,null,null,null,null,null,null,null,null,null,null,0,null,"Multi Sensor Detector with Standard Base with support for Remote LED","4098-9754|4098-9789",0,8.0000000000000004E-4,0,1E-3,0,0.8,1]
[3,54,null,"      Multi Sensor Detector with Isolator Base","4098-9754|4098-9793",null,null,null,null,null,null,null,null,null,null,null,null,null,null,null,null,null,null,null,null,null,null,null,0,null,"Multi Sensor Detector with Isolator Base","4098-9754|4098-9793",0,8.0000000000000004E-4,0,1E-3,0,0.8,1]
[3,55,null,"      Multi Sensor Detector with Sounder Base - FULL LOAD","4098-9754|4098-9794",null,null,null,null,null,null,null,null,null,null,null,null,null,null,null,null,null,null,null,null,null,null,null,0,null,"Multi Sensor Detector with Sounder Base - FULL LOAD","4098-9754|4098-9794",0,8.0000000000000004E-4,0,1E-3,0,0.8,1]
[3,56,null,"      Multi Sensor Detector with Sounder Base - LOOP LOAD ONLY","4098-9754|4098-9794",null,null,null,null,null,null,null,null,null,null,null,null,null,null,null,null,null,null,null,null,null,null,null,0,null,"Multi Sensor Detector with Sounder Base - LOOP LOAD ONLY","4098-9754|4098-9794",0,8.0000000000000004E-4,0,2.5000000000000001E-2,0,0.8,25]
[3,57,null,"      Multi Sensor Detector with Sounder Base - SOUNDER BASE LOAD","4098-9754|4098-9794",null,null,null,null,null,null,null,null,null,null,null,null,null,null,null,null,null,null,null,null,null,null,null,0,null,"Multi Sensor Detector with Sounder Base - SOUNDER BASE LOAD","4098-9754|4098-9794",0,8.0000000000000004E-4,0,1E-3,0,0.8,1]
[3,58,null,"      Multi Sensor Detector with 520Hz Sounder Base - FULL LOAD","4098-9754|4098-9772",null,null,null,null,null,null,null,null,null,null,null,null,null,null,null,null,null,null,null,null,null,null,null,0,null,"Multi Sensor Detector with 520Hz Sounder Base - FULL LOAD","4098-9754|4098-9772",0,8.0000000000000004E-4,0,2.4E-2,0,0.8,24]
[3,59,null,"      Multi Sensor Detector with 520Hz Sounder Base - LOOP LOAD ONLY","4098-9754|4098-9772",null,null,null,null,null,null,null,null,null,null,null,null,null,null,null,null,null,null,null,null,null,null,null,0,null,"Multi Sensor Detector with 520Hz Sounder Base - LOOP LOAD ONLY","4098-9754|4098-9772",0,8.0000000000000004E-4,0,0.13,0,0.8,130]
[3,60,null,"      Multi Sensor Detector with 520Hz Sounder Base - SOUNDER BASE LOAD","4098-9754|4098-9772",null,null,null,null,null,null,null,null,null,null,null,null,null,null,null,null,null,null,null,null,null,null,null,0,null,"Multi Sensor Detector with 520Hz Sounder Base - SOUNDER BASE LOAD","4098-9754|4098-9772",0,8.0000000000000004E-4,0,1E-3,0,0.8,1]
[3,61,null,"      Multi Sensor Detector with CO Base","4098-9754|4098-9770",null,null,null,null,null,null,null,null,null,null,null,null,null,null,null,null,null,null,null,null,null,null,null,0,null,"Multi Sensor Detector with CO Base","4098-9754|4098-9770",0,8.0000000000000004E-4,0,0.129,0,0.8,129]
[3,62,null,"      Multi Sensor Detector with CO Sounder Base - FULL LOAD","4098-9754|4098-9771",null,null,null,null,null,null,null,null,null,null,null,null,null,null,null,null,null,null,null,null,null,null,null,0,null,"Multi Sensor Detector with CO Sounder Base - FULL LOAD","4098-9754|4098-9771",0,8.0000000000000004E-4,0,1E-3,0,0.8,1]
[3,63,null,"      Multi Sensor Detector with CO Sounder Base - LOOP LOAD ONLY","4098-9754|4098-9771",null,null,null,null,null,null,null,null,null,null,null,null,null,null,null,null,null,null,null,null,null,null,null,0,null,"Multi Sensor Detector with CO Sounder Base - LOOP LOAD ONLY","4098-9754|4098-9771",0,8.0000000000000004E-4,0,2.5000000000000001E-2,0,0.8,25]
[3,64,null,"      Multi Sensor Detector with CO Sounder Base - SOUNDER BASE LOAD","4098-9754|4098-9771",null,null,null,null,null,null,null,null,null,null,null,null,null,null,null,null,null,null,null,null,null,null,null,0,null,"Multi Sensor Detector with CO Sounder Base - SOUNDER BASE LOAD","4098-9754|4098-9771",0,8.0000000000000004E-4,0,1E-3,0,0.8,1]
[3,65,null,"      Multi Sensor Detector with CO 520Hz Sounder Base - FULL LOAD","4098-9754|4098-9773",null,null,null,null,null,null,null,null,null,null,null,null,null,null,null,null,null,null,null,null,null,null,null,0,null,"Multi Sensor Detector with CO 520Hz Sounder Base - FULL LOAD","4098-9754|4098-9773",0,8.0000000000000004E-4,0,2.4E-2,0,0.8,24]
[3,66,null,"      Multi Sensor Detector with CO 520Hz Sounder Base - LOOP LOAD ONLY","4098-9754|4098-9773",null,null,null,null,null,null,null,null,null,null,null,null,null,null,null,null,null,null,null,null,null,null,null,0,null,"Multi Sensor Detector with CO 520Hz Sounder Base - LOOP LOAD ONLY","4098-9754|4098-9773",0,8.0000000000000004E-4,0,0.13,0,0.8,130]
[3,67,null,"      Multi Sensor Detector with CO 520Hz Sounder Base - SOUNDER BASE LOAD","4098-9754|4098-9773",null,null,null,null,null,null,null,null,null,null,null,null,null,null,null,null,null,null,null,null,null,null,null,0,null,"Multi Sensor Detector with CO 520Hz Sounder Base - SOUNDER BASE LOAD","4098-9754|4098-9773",0,8.0000000000000004E-4,0,1E-3,0,0.8,1]
[3,68,null,"      Multi Sensor Detector with 2-Wire Sensor Supervised Relay Base","4098-9754|4098-9780|4098-9860",null,null,null,null,null,null,null,null,null,null,null,null,null,null,null,null,null,null,null,null,null,null,null,0,null,"Multi Sensor Detector with 2-Wire Sensor Supervised Relay Base","4098-9754|4098-9780|4098-9860",0,8.0000000000000004E-4,0,0.129,0,0.8,129]
[2,0,"+","   ADDRSSABLE DUCT DETECTORS","",null,null,null,null,null,null,null,null,null,null,null,null,null,null,null,null,null,null,null,null,null,null,null,0,null,"ADDRSSABLE DUCT DETECTORS","",0,{"$f":"AL559/1000","v":0},0,{"$f":"AM559/1000","v":0},0]
[3,1,null,"      In Duct Smoke Detector","4098-9750|4098-9714|2098-9806",null,null,null,null,null,null,null,null,null,null,null,null,null,null,null,null,null,null,null,null,null,null,null,0,null,"In Duct Smoke Detector","4098-9750|4098-9714|2098-9806",0,8.0000000000000004E-4,{"$f":"AG560*AH560","v":0},1E-3,{"$f":"AG560*AJ560","v":0},0.8,1]
[3,2,null,"      Duct Detector","4098-9755",null,null,null,null,null,null,null,null,null,null,null,null,null,null,null,null,null,null,null,null,null,null,null,0,null,"Duct Detector","4098-9755",0,8.0000000000000004E-4,0,1E-3,0,0.8,1]
[3,3,null,"      Duct Detector with Red LED status indicator","4098-9755|2098-9808",null,null,null,null,null,null,null,null,null,null,null,null,null,null,null,null,null,null,null,null,null,null,null,0,null,"Duct Detector with Red LED status indicator","4098-9755|2098-9808",0,8.0000000000000004E-4,0,1E-3,0,0.8,1]
[3,4,"★","      Duct Detector with Test Station and indicator","4098-9755|2098-9806",null,null,null,null,null,null,null,null,null,null,null,null,null,null,null,null,null,null,null,null,null,null,null,0,null,"Duct Detector with Test Station and indicator","4098-9755|2098-9806",0,8.0000000000000004E-4,0,1E-3,0,0.8,1]
[3,5,null,"      Duct Detector - 4 Wire","4098-9756",null,null,null,null,null,null,null,null,null,null,null,null,null,null,null,null,null,null,null,null,null,null,null,0,null,"Duct Detector - 4 Wire","4098-9756",0,3.8E-3,0,1.6E-2,0,3.8,16]
[3,6,null,"      Duct Detector - 4 Wire with Red LED status indicator","4098-9756|2098-9808",null,null,null,null,null,null,null,null,null,null,null,null,null,null,null,null,null,null,null,null,null,null,null,0,null,"Duct Detector - 4 Wire with Red LED status indicator","4098-9756|2098-9808",0,3.8E-3,0,1.6E-2,0,3.8,16]
[3,7,null,"      Duct Detector - 4 Wire with Test Station and indicator","4098-9756|2098-9806",null,null,null,null,null,null,null,null,null,null,null,null,null,null,null,null,null,null,null,null,null,null,null,0,null,"Duct Detector - 4 Wire with Test Station and indicator","4098-9756|2098-9806",0,3.8E-3,0,1.6E-2,0,3.8,16]
[3,8,null,"      XAD-110 Single Inlet sensor housing with single duct probe kit - FULL LOAD","4098-XAD-110",null,null,null,null,null,null,null,null,null,null,null,null,null,null,null,null,null,null,null,null,null,null,null,0,null,"XAD-110 Single Inlet sensor housing with single duct probe kit - FULL LOAD","4098-XAD-110",0,0.30080000000000001,0,0.30099999999999999,0,300.8,301]
[3,9,null,"      XAD-210 Single Inlet sensor housing with single duct probe kit - FULL LOAD","4098-XAD-210",null,null,null,null,null,null,null,null,null,null,null,null,null,null,null,null,null,null,null,null,null,null,null,0,null,"XAD-210 Single Inlet sensor housing with single duct probe kit - FULL LOAD","4098-XAD-210",0,0.30160000000000003,0,0.30199999999999999,0,301.60000000000002,302]
[3,10,null,"      XAD-100 Single Inlet sensor housing - FULL LOAD","4098-XAD-100",null,null,null,null,null,null,null,null,null,null,null,null,null,null,null,null,null,null,null,null,null,null,null,0,null,"XAD-100 Single Inlet sensor housing - FULL LOAD","4098-XAD-100",0,0.30080000000000001,0,0.30099999999999999,0,300.8,301]
[3,11,null,"      XAD-200 Dual Inlet sensor housing - FULL LOAD","4098-XAD-200",null,null,null,null,null,null,null,null,null,null,null,null,null,null,null,null,null,null,null,null,null,null,null,{"$f":"SUM(G570:W570)","v":0},null,"XAD-200 Dual Inlet sensor housing - FULL LOAD","4098-XAD-200",0,0.30160000000000003,0,0.30199999999999999,0,301.60000000000002,302]
[3,12,null,"      XAD Single Inlet sensor LOOP LOAD ONLY","4098-XAD-110|4098-XAD-100",null,null,null,null,null,null,null,null,null,null,null,null,null,null,null,null,null,null,null,null,null,null,null,0,null,"XAD Single Inlet sensor LOOP LOAD ONLY","4098-XAD-110|4098-XAD-100",0,8.0000000000000004E-4,0,1E-3,0,0.8,1]
[3,13,null,"      XAD Dual Inlet sensors LOOP LOAD ONLY","4098-XAD-210|4098-XAD-200",null,null,null,null,null,null,null,null,null,null,null,null,null,null,null,null,null,null,null,null,null,null,null,0,null,"XAD Dual Inlet sensors LOOP LOAD ONLY","4098-XAD-210|4098-XAD-200",0,1.6000000000000001E-3,0,2E-3,0,1.6,2]
[3,14,null,"      XAD-110 Single Inlet sensor housing with single duct probe kit - REMOTE 24V LOAD","4098-XAD-110",null,null,null,null,null,null,null,null,null,null,null,null,null,null,null,null,null,null,null,null,null,null,null,0,null,"XAD-110 Single Inlet sensor housing with single duct probe kit - REMOTE 24V LOAD","4098-XAD-110",0,0.3,0,0.3,0,300,300]
[3,15,null,"      XAD-210 Single Inlet sensor housing with single duct probe kit - REMOTE 24V LOAD","4098-XAD-210",null,null,null,null,null,null,null,null,null,null,null,null,null,null,null,null,null,null,null,null,null,null,null,0,null,"XAD-210 Single Inlet sensor housing with single duct probe kit - REMOTE 24V LOAD","4098-XAD-210",0,0.3,0,0.3,0,300,300]
[3,16,null,"      XAD-100 Single Inlet sensor housing - REMOTE 24V LOAD","4098-XAD-100",null,null,null,null,null,null,null,null,null,null,null,null,null,null,null,null,null,null,null,null,null,null,null,0,null,"XAD-100 Single Inlet sensor housing - REMOTE 24V LOAD","4098-XAD-100",0,0.3,0,0.3,0,300,300]
[3,17,null,"      XAD-200 Dual Inlet sensor housing - REMOTE 24V LOAD","4098-XAD-200",null,null,null,null,null,null,null,null,null,null,null,null,null,null,null,null,null,null,null,null,null,null,null,0,null,"XAD-200 Dual Inlet sensor housing - REMOTE 24V LOAD","4098-XAD-200",0,0.3,0,0.3,0,300,300]
[3,18,null,"      Duct Detector - Remote Relay","4098-9843",null,null,null,null,null,null,null,null,null,null,null,null,null,null,null,null,null,null,null,null,null,null,null,0,null,"Duct Detector - Remote Relay","4098-9843",0,0,0,1.4999999999999999E-2,0,null,15]
[2,0,"+","   ADDRESSABLE BEAM DETECTORS",0,null,null,null,null,null,null,null,null,null,null,null,null,null,null,null,null,null,null,null,null,null,null,null,0,null,"ADDRESSABLE BEAM DETECTORS",null,0,0,0,0,0]
[3,1,null,"      IDNet Beam Detector (controller and one head) - FULL LOAD","4098-9019",null,null,null,null,null,null,null,null,null,null,null,null,null,null,null,null,null,null,null,null,null,null,null,0,null,"IDNet Beam Detector (controller and one head) - FULL LOAD","4098-9019",0,5.0799999999999998E-2,0,5.0999999999999997E-2,0,50.8,51]
[3,2,null,"      IDNet Beam Detectors (controller and two heads) - FULL LOAD","4098-9019|5000-031",null,null,null,null,null,null,null,null,null,null,null,null,null,null,null,null,null,null,null,null,null,null,null,0,null,"IDNet Beam Detectors (controller and two heads) - FULL LOAD","4098-9019|5000-031",0,5.16E-2,0,5.0999999999999997E-2,0,51.6,51]
[3,3,null,"      IDNet Beam Detector with one head - LOOP LOAD ONLY","4098-9019",null,null,null,null,null,null,null,null,null,null,null,null,null,null,null,null,null,null,null,null,null,null,null,0,null,"IDNet Beam Detector with one head - LOOP LOAD ONLY","4098-9019",0,8.0000000000000004E-4,0,1E-3,0,0.8,1]
[3,{"$f":"IF(OR(C582=\"+\",C582=\"-\"),0,B581+1)","v":4},null,"      IDNet Beam Detectors with two heads - LOOP LOAD ONLY","4098-9019|5000-031",null,null,null,null,null,null,null,null,null,null,null,null,null,null,null,null,null,null,null,null,null,null,null,0,null,"IDNet Beam Detectors with two heads - LOOP LOAD ONLY","4098-9019|5000-031",0,8.0000000000000004E-4,0,1E-3,0,0.8,1]
[3,5,null,"      IDNet Beam Detector Controller REMOTE 24V LOAD","4098-9019",null,null,null,null,null,null,null,null,null,null,null,null,null,null,null,null,null,null,null,null,null,null,null,0,null,"IDNet Beam Detector Controller REMOTE 24V LOAD","4098-9019",0,0.05,0,0.05,0,50,50]
[2,0,"+","   ADDRESSABLE VESDA DETECTORS","ADDRESSABLE VESDA DETECTORS",null,null,null,null,null,null,null,null,null,null,null,null,null,null,null,null,null,null,null,null,null,null,null,0,null,"ADDRESSABLE VESDA DETECTORS",{"$f":"UPPER(AE584)","v":"ADDRESSABLE VESDA DETECTORS"},0,0,0,0,0]
[3,1,null,"      Addressable VESDA-E VEP IDNet with LED's 1-PIPE - FULL LOAD","4098-VEP-A00-1P",null,null,null,null,null,null,null,null,null,null,null,null,null,null,null,null,null,null,null,null,null,null,null,0,null,"Addressable VESDA-E VEP IDNet with LED's 1-PIPE - FULL LOAD","4098-VEP-A00-1P",0,8.0000000000000004E-4,0,1E-3,0,0.8,1]
[3,2,null,"      Addressable VESDA-E VEP IDNet with LED's 4-PIPE - FULL LOAD","4098-VEP-A00-P",null,null,null,null,null,null,null,null,null,null,null,null,null,null,null,null,null,null,null,null,null,null,null,0,null,"Addressable VESDA-E VEP IDNet with LED's 4-PIPE - FULL LOAD","4098-VEP-A00-P",0,8.0000000000000004E-4,0,1E-3,0,0.8,1]
[3,3,null,"      Addressable VESDA-E VEP IDNet with 3.5 inch Display 4-PIPE - FULL LOAD","4098-VEP-A10-P",null,null,null,null,null,null,null,null,null,null,null,null,null,null,null,null,null,null,null,null,null,null,null,0,null,"Addressable VESDA-E VEP IDNet with 3.5 inch Display 4-PIPE - FULL LOAD","4098-VEP-A10-P",0,8.0000000000000004E-4,0,1E-3,0,0.8,1]
[3,4,null,"      Addressable VESDA-E VEU IDNet with LED's 4-PIPE - FULL LOAD","4098-VEU-A00",null,null,null,null,null,null,null,null,null,null,null,null,null,null,null,null,null,null,null,null,null,null,null,0,null,"Addressable VESDA-E VEU IDNet with LED's 4-PIPE - FULL LOAD","4098-VEU-A00",0,8.0000000000000004E-4,0,1E-3,0,0.8,1]
[3,5,null,"      Addressable VESDA-E VEU IDNet with 3.5 inch Display 4-PIPE - FULL LOAD","4098-VEU-A10",null,null,null,null,null,null,null,null,null,null,null,null,null,null,null,null,null,null,null,null,null,null,null,0,null,"Addressable VESDA-E VEU IDNet with 3.5 inch Display 4-PIPE - FULL LOAD","4098-VEU-A10",0,8.0000000000000004E-4,0,1E-3,0,0.8,1]
[3,6,null,"      Addressable VESDA-E VES IDNet with LED's 4-PIPE - FULL LOAD","4098-VES-A00-P",null,null,null,null,null,null,null,null,null,null,null,null,null,null,null,null,null,null,null,null,null,null,null,0,null,"Addressable VESDA-E VES IDNet with LED's 4-PIPE - FULL LOAD","4098-VES-A00-P",0,8.0000000000000004E-4,0,1E-3,0,0.8,1]
[3,7,null,"      Addressable VESDA-E VES IDNet with 3.5 inch Display 4-PIPE - FULL LOAD","4098-VES-A10-P",null,null,null,null,null,null,null,null,null,null,null,null,null,null,null,null,null,null,null,null,null,null,null,0,null,"Addressable VESDA-E VES IDNet with 3.5 inch Display 4-PIPE - FULL LOAD","4098-VES-A10-P",0,8.0000000000000004E-4,0,1E-3,0,0.8,1]
[3,8,null,"      Addressable VESDA-E VEP|VEU|VES - LOOP LOAD ONLY","4098-VEP|VEU|VES",null,null,null,null,null,null,null,null,null,null,null,null,null,null,null,null,null,null,null,null,null,null,null,0,null,"Addressable VESDA-E VEP|VEU|VES - LOOP LOAD ONLY","4098-VEP|VEU|VES",0,8.0000000000000004E-4,0,1E-3,0,0.8,1]
[3,9,null,"      Addressable VESDA-E VEP IDNet with LED's 1-PIPE - REMOTE 24V LOAD","4098-VEP-A00-1P",null,null,null,null,null,null,null,null,null,null,null,null,null,null,null,null,null,null,null,null,null,null,null,{"$f":"SUM(G593:W593)","v":0},null,"Addressable VESDA-E VEP IDNet with LED's 1-PIPE - REMOTE 24V LOAD","4098-VEP-A00-1P",0,0.32,0,0.35,0,320,350]
[3,10,null,"      Addressable VESDA-E VEP IDNet with LED's 4-PIPE - REMOTE 24V LOAD","4098-VEP-A00-P",null,null,null,null,null,null,null,null,null,null,null,null,null,null,null,null,null,null,null,null,null,null,null,0,null,"Addressable VESDA-E VEP IDNet with LED's 4-PIPE - REMOTE 24V LOAD","4098-VEP-A00-P",0,0.36,0,0.4,0,360,400]
[3,11,null,"      Addressable VESDA-E VEP IDNet with 3.5 inch Display 4-PIPE - REMOTE 24V LOAD","4098-VEP-A10-P",null,null,null,null,null,null,null,null,null,null,null,null,null,null,null,null,null,null,null,null,null,null,null,0,null,"Addressable VESDA-E VEP IDNet with 3.5 inch Display 4-PIPE - REMOTE 24V LOAD","4098-VEP-A10-P",0,0.4,0,0.43,0,400,430]
[3,12,null,"      Addressable VESDA-E VEU IDNet with LED's 4-PIPE - REMOTE 24V LOAD",{"$f":"AF596","v":"4098-VEU-A00"},null,null,null,null,null,null,null,null,null,null,null,null,null,null,null,null,null,null,null,null,null,null,null,0,null,"Addressable VESDA-E VEU IDNet with LED's 4-PIPE - REMOTE 24V LOAD","4098-VEU-A00",0,0.59,0,0.63,0,590,630]
[3,13,null,"      Addressable VESDA-E VEU IDNet with 3.5 inch Display 4-PIPE - REMOTE 24V LOAD","4098-VEU-A10",null,null,null,null,null,null,null,null,null,null,null,null,null,null,null,null,null,null,null,null,null,null,null,0,null,"Addressable VESDA-E VEU IDNet with 3.5 inch Display 4-PIPE - REMOTE 24V LOAD","4098-VEU-A10",0,0.63,0,0.66,0,630,660]
[3,14,null,"      Addressable VESDA-E VES IDNet with LED's 4-PIPE - REMOTE 24V LOAD","4098-VES-A00-P",null,null,null,null,null,null,null,null,null,null,null,null,null,null,null,null,null,null,null,null,null,null,null,0,null,"Addressable VESDA-E VES IDNet with LED's 4-PIPE - REMOTE 24V LOAD","4098-VES-A00-P",0,0.6,0,0.64,0,600,640]
[3,15,null,"      Addressable VESDA-E VES IDNet with 3.5 inch Display 4-PIPE - REMOTE 24V LOAD","4098-VES-A10-P",null,null,null,null,null,null,null,null,null,null,null,null,null,null,null,null,null,null,null,null,null,null,null,0,null,"Addressable VESDA-E VES IDNet with 3.5 inch Display 4-PIPE - REMOTE 24V LOAD","4098-VES-A10-P",0,0.63,0,0.67,0,630,670]
[2,0,"-","   ADDRESSABLE INPUT MODULES",0,null,null,null,null,null,null,null,null,null,null,null,null,null,null,null,null,null,null,null,null,null,null,null,0,null,"ADDRESSABLE INPUT MODULES",null,0,0,0,0,0]
[3,1,"★","      IAM Module","4090-9001",null,null,null,49,null,null,null,null,null,null,null,null,null,null,null,null,null,null,null,null,null,null,null,49,null,"IAM Module","4090-9001",49,8.0000000000000004E-4,3.9199999999999999E-2,1E-3,4.9000000000000002E-2,0.8,1]
[3,2,null,"      IAM Encapsulated","4090-9051",null,null,null,null,null,null,null,null,null,null,null,null,null,null,null,null,null,null,null,null,null,null,null,0,null,"IAM Encapsulated","4090-9051",0,8.0000000000000004E-4,0,1E-3,0,0.8,1]
[3,3,null,{"$f":"REPT(\"   \",A603-1)&AE603","v":"      Security Monitor IAM"},{"$f":"AF603","v":"4090-9121"},null,null,null,null,null,null,null,null,null,null,null,null,null,null,null,null,null,null,null,null,null,null,null,{"$f":"SUM(G603:W603)","v":0},null,"Security Monitor IAM","4090-9121",0,{"$f":"AL603/1000","v":1.6000000000000001E-3},{"$f":"AG603*AH603","v":0},{"$f":"AM603/1000","v":1E-3},{"$f":"AG603*AJ603","v":0},1.6,1]
[2,0,"-","   ADDRESSABLE INPUT ZONE ADAPTER MODULES FOR CONVENTIONAL DEVICES",0,null,null,null,null,null,null,null,null,null,null,null,null,null,null,null,null,null,null,null,null,null,null,null,0,null,"ADDRESSABLE INPUT ZONE ADAPTER MODULES FOR CONVENTIONAL DEVICES",null,0,0,0,0,0]
[3,1,null,"      ZAM for Class B monitoring of 2-wire or 4-wire initiating devices - FULL LOAD","4090-9101",null,null,null,null,null,null,null,null,null,null,null,null,null,null,null,null,null,null,null,null,null,null,null,0,null,"ZAM for Class B monitoring of 2-wire or 4-wire initiating devices - FULL LOAD","4090-9101",0,1.6800000000000002E-2,0,7.2999999999999995E-2,0,16.8,73]
[3,2,null,"      ZAM Class A monitoring of 2-wire initiating devices - FULL LOAD","4090-9106",null,null,null,null,null,null,null,null,null,null,null,null,null,null,null,null,null,null,null,null,null,null,null,0,null,"ZAM Class A monitoring of 2-wire initiating devices - FULL LOAD","4090-9106",0,1.6800000000000002E-2,0,7.2999999999999995E-2,0,16.8,73]
[3,3,null,"      ZAM for Class B or Class A monitoring - LOOP LOAD ONLY","4090-9101|4090-9106",null,null,null,null,null,null,null,null,null,null,null,null,null,null,null,null,null,null,null,null,null,null,null,0,null,"ZAM for Class B or Class A monitoring - LOOP LOAD ONLY","4090-9101|4090-9106",0,8.0000000000000004E-4,0,1E-3,0,0.8,1]
[3,4,null,"      ZAM for Class B or Class A monitoring - REMOTE 24V LOAD","4090-9101|4090-9106",null,null,null,null,null,null,null,null,null,null,null,null,null,null,null,null,null,null,null,null,null,null,null,0,null,"ZAM for Class B or Class A monitoring - REMOTE 24V LOAD","4090-9101|4090-9106",0,1.6E-2,0,7.1999999999999995E-2,0,16,72]
[3,5,null,"      4-20 mA Analog Monitor Zone Adapter Module Surface - FULL LOAD","A190-9050",null,null,null,null,null,null,null,null,null,null,null,null,null,null,null,null,null,null,null,null,null,null,null,0,null,"4-20 mA Analog Monitor Zone Adapter Module Surface - FULL LOAD","A190-9050",0,5.6600000000000004E-2,0,5.6000000000000001E-2,0,56.6,56]
[3,6,null,{"$f":"REPT(\"   \",A610-1)&AE610","v":"      4-20 mA Analog Monitor Zone Adapter Module Flush - FULL LOAD"},"4190-9051",null,null,null,null,null,null,null,null,null,null,null,null,null,null,null,null,null,null,null,null,null,null,null,0,null,"4-20 mA Analog Monitor Zone Adapter Module Flush - FULL LOAD","4190-9051",0,5.6600000000000004E-2,0,5.6000000000000001E-2,0,56.6,56]
[3,7,null,"      4-20 mA Analog Monitor Zone Adapter - LOOP LOAD ONLY","4190-9050|4090-9051",null,null,null,null,null,null,null,null,null,null,null,null,null,null,null,null,null,null,null,null,null,null,null,0,null,"4-20 mA Analog Monitor Zone Adapter - LOOP LOAD ONLY","4190-9050|4090-9051",0,8.0000000000000004E-4,0,1E-3,0,0.8,1]
[3,8,null,"      4-20 mA Analog Monitor Zone Adapter - REMOTE 24V LOAD","4090-9050|4190-9051",null,null,null,null,null,null,null,null,null,null,null,null,null,null,null,null,null,null,null,null,null,null,null,0,null,"4-20 mA Analog Monitor Zone Adapter - REMOTE 24V LOAD","4090-9050|4190-9051",0,5.5E-2,0,5.5E-2,0,55,55]
[2,0,"-","   ADDRESSABLE OUTPUT MODULES",0,null,null,null,null,null,null,null,null,null,null,null,null,null,null,null,null,null,null,null,null,null,null,null,0,null,"ADDRESSABLE OUTPUT MODULES",null,0,0,0,0,0]
[3,1,"★","      Relay IAM","4090-9002",null,null,null,5,null,null,null,null,null,null,null,null,null,null,null,null,null,null,null,null,null,null,null,5,null,"Relay IAM","4090-9002",5,8.0000000000000004E-4,4.0000000000000001E-3,1E-3,5.0000000000000001E-3,0.8,1]
[3,2,null,"      Dual Contact Relay IAM","4090-9008",null,null,null,null,null,null,null,null,null,null,null,null,null,null,null,null,null,null,null,null,null,null,null,0,null,"Dual Contact Relay IAM","4090-9008",0,8.0000000000000004E-4,0,1E-3,0,0.8,1]
[3,3,null,"      8 Amp Relay IAM","4090-9010",null,null,null,null,null,null,null,null,null,null,null,null,null,null,null,null,null,null,null,null,null,null,null,0,null,"8 Amp Relay IAM","4090-9010",0,8.0000000000000004E-4,0,1E-3,0,0.8,1]
[3,4,null,"      Signal IAM Module","4090-9007",null,null,null,null,null,null,null,null,null,null,null,null,null,null,null,null,null,null,null,null,null,null,null,0,null,"Signal IAM Module","4090-9007",0,1.6000000000000001E-3,0,1E-3,0,1.6,1]
[2,0,"+","   ADDRESSABLE INPUT/OUTPUT MODULES",0,null,null,null,null,null,null,null,null,null,null,null,null,null,null,null,null,null,null,null,null,null,null,null,0,null,"ADDRESSABLE INPUT/OUTPUT MODULES",null,0,0,0,0,0]
[3,1,"★","      Relay IAM with T Sense","4090-9118",null,null,null,null,null,null,null,null,null,null,null,null,null,null,null,null,null,null,null,null,null,null,null,0,null,"Relay IAM with T Sense","4090-9118",0,3.0800000000000001E-2,0,3.1E-2,0,30.8,31]
[3,2,null,"      Six Point Module (4 Inputs 2 Outputs) - FULL LOAD","4090-9120",null,null,null,null,null,null,null,null,null,null,null,null,null,null,null,null,null,null,null,null,null,null,null,0,null,"Six Point Module (4 Inputs 2 Outputs) - FULL LOAD","4090-9120",0,3.0800000000000001E-2,0,3.1E-2,0,30.8,31]
[3,3,null,"      Six Point Module (4 Inputs 2 Outputs) - LOOP LOAD ONLY","4090-9120",null,null,null,null,null,null,null,null,null,null,null,null,null,null,null,null,null,null,null,null,null,null,null,0,null,"Six Point Module (4 Inputs 2 Outputs) - LOOP LOAD ONLY","4090-9120",0,8.0000000000000004E-4,0,1E-3,0,0.8,1]
[3,4,null,"      Six Point Module (4 Inputs 2 Outputs) - REMOTE 24V LOAD","4090-9120",null,null,null,null,null,null,null,null,null,null,null,null,null,null,null,null,null,null,null,null,null,null,null,0,null,"Six Point Module (4 Inputs 2 Outputs) - REMOTE 24V LOAD","4090-9120",0,0.03,0,0.03,0,30,30]
[2,0,"+","   ADDRESSABLE ISOLATOR MODULES",0,null,null,null,null,null,null,null,null,null,null,null,null,null,null,null,null,null,null,null,null,null,null,null,0,null,"ADDRESSABLE ISOLATOR MODULES",null,0,0,0,0,0]
[3,1,"★","      Addressable IDNet Isolator","4090-9116",null,null,null,null,null,null,null,null,null,null,null,null,null,null,null,null,null,null,null,null,null,null,null,0,null,"Addressable IDNet Isolator","4090-9116",0,8.0000000000000004E-4,0,1E-3,0,0.8,1]
[3,2,null,"      Addressable Power Isolator","4090-9117",null,null,null,null,null,null,null,null,null,null,null,null,null,null,null,null,null,null,null,null,null,null,null,0,null,"Addressable Power Isolator","4090-9117",0,8.0000000000000004E-4,0,1E-3,0,0.8,1]
[2,0,"-","   INDOOR ADDRESSABLE PULL STATIONS",0,null,null,null,null,null,null,null,null,null,null,null,null,null,null,null,null,null,null,null,null,null,null,null,0,null,"INDOOR ADDRESSABLE PULL STATIONS",null,0,0,0,0,0]
[3,1,"★","      Single Action, English","4099-9004",null,null,null,null,null,null,null,null,null,null,null,null,null,null,null,null,null,null,null,null,null,null,null,0,null,"Single Action, English","4099-9004",0,8.0000000000000004E-4,0,1E-3,0,0.8,1]
[3,2,null,"      Single Action, Bilingual English and French","4099-9004CB",null,null,null,null,null,null,null,null,null,null,null,null,null,null,null,null,null,null,null,null,null,null,null,0,null,"Single Action, Bilingual English and French","4099-9004CB",0,8.0000000000000004E-4,0,1E-3,0,0.8,1]
[3,3,null,"      Single Action, French","4099-9004CF",null,null,null,null,null,null,null,null,null,null,null,null,null,null,null,null,null,null,null,null,null,null,null,0,null,"Single Action, French","4099-9004CF",0,8.0000000000000004E-4,0,1E-3,0,0.8,1]
[3,4,null,"      Single Action, Portuguese ","4099-9004PO",null,null,null,null,null,null,null,null,null,null,null,null,null,null,null,null,null,null,null,null,null,null,null,0,null,"Single Action, Portuguese ","4099-9004PO",0,8.0000000000000004E-4,0,1E-3,0,0.8,1]
[3,5,null,"      Single Action, Spanish","4099-9004SP",null,null,null,null,null,null,null,null,null,null,null,null,null,null,null,null,null,null,null,null,null,null,null,0,null,"Single Action, Spanish","4099-9004SP",0,8.0000000000000004E-4,0,1E-3,0,0.8,1]
[3,6,"★","      Double Action Breakglass operation English","4099-9005",null,null,null,3,null,null,null,null,null,null,null,null,null,null,null,null,null,null,null,null,null,null,null,3,null,"Double Action Breakglass operation English","4099-9005",3,8.0000000000000004E-4,2.4000000000000002E-3,1E-3,3.0000000000000001E-3,0.8,1]
[3,7,null,"      Double Action Breakglass operation Portuguese","4099-9005PO",null,null,null,null,null,null,null,null,null,null,null,null,null,null,null,null,null,null,null,null,null,null,null,0,null,"Double Action Breakglass operation Portuguese","4099-9005PO",0,8.0000000000000004E-4,0,1E-3,0,0.8,1]
[3,8,null,"      Double Action Breakglass operation Spanish","4099-9005SP",null,null,null,null,null,null,null,null,null,null,null,null,null,null,null,null,null,null,null,null,null,null,null,0,null,"Double Action Breakglass operation Spanish","4099-9005SP",0,8.0000000000000004E-4,0,1E-3,0,0.8,1]
[3,9,"★","      Double Action Push operation English","4099-9006",null,null,null,null,null,null,null,null,null,null,null,null,null,null,null,null,null,null,null,null,null,null,null,0,null,"Double Action Push operation English","4099-9006",0,{"$f":"AL635/1000","v":8.0000000000000004E-4},0,{"$f":"AM635/1000","v":1E-3},0,0.8,1]
[3,10,null,"      Double Action Push operation Portuguese","4099-9006PO",null,null,null,null,null,null,null,null,null,null,null,null,null,null,null,null,null,null,null,null,null,null,null,0,null,"Double Action Push operation Portuguese","4099-9006PO",0,8.0000000000000004E-4,{"$f":"AG636*AH636","v":0},1E-3,{"$f":"AG636*AJ636","v":0},0.8,1]
[3,11,null,"      Double Action Push operation Spanish","4099-9006SP",null,null,null,null,null,null,null,null,null,null,null,null,null,null,null,null,null,null,null,null,null,null,null,0,null,"Double Action Push operation Spanish","4099-9006SP",0,8.0000000000000004E-4,0,1E-3,0,0.8,1]
[3,12,null,"      Single Action NO GRIP operation English","4099-9021",null,null,null,null,null,null,null,null,null,null,null,null,null,null,null,null,null,null,null,null,null,null,null,0,null,"Single Action NO GRIP operation English","4099-9021",0,8.0000000000000004E-4,0,1E-3,0,0.8,1]
[2,0,"+","   CANADIAN PULL STATIONS",0,null,null,null,null,null,null,null,null,null,null,null,null,null,null,null,null,null,null,null,null,null,null,null,0,null,"CANADIAN PULL STATIONS",null,0,0,0,0,0]
[3,1,null,"      Canadian 2 Stage","4099-9004CA",null,null,null,null,null,null,null,null,null,null,null,null,null,null,null,null,null,null,null,null,null,null,null,0,null,"Canadian 2 Stage","4099-9004CA",0,8.0000000000000004E-4,0,1E-3,0,0.8,1]
[3,2,null,"      Canadian 2 Stage Bi Lingual English and French","4099-9004CAB",null,null,null,null,null,null,null,null,null,null,null,null,null,null,null,null,null,null,null,null,null,null,null,0,null,"Canadian 2 Stage Bi Lingual English and French","4099-9004CAB",0,8.0000000000000004E-4,0,1E-3,0,0.8,1]
[3,3,null,"      Canadian 2 Stage French","4099-9004CAF",null,null,null,null,null,null,null,null,null,null,null,null,null,null,null,null,null,null,null,null,null,null,null,0,null,"Canadian 2 Stage French","4099-9004CAF",0,8.0000000000000004E-4,0,1E-3,0,0.8,1]
[3,4,null,"      Canadian 2 Stage with Aux","4099-9005CA",null,null,null,null,null,null,null,null,null,null,null,null,null,null,null,null,null,null,null,null,null,null,null,0,null,"Canadian 2 Stage with Aux","4099-9005CA",0,8.0000000000000004E-4,0,1E-3,0,0.8,1]
[3,5,null,"      Canadian 2 Stage with Aux Bi Lingual English and French","4099-9005CAB",null,null,null,null,null,null,null,null,null,null,null,null,null,null,null,null,null,null,null,null,null,null,null,0,null,"Canadian 2 Stage with Aux Bi Lingual English and French","4099-9005CAB",0,8.0000000000000004E-4,0,1E-3,0,0.8,1]
[3,6,null,"      Canadian Single Stage with Aux","4099-9008CA",null,null,null,null,null,null,null,null,null,null,null,null,null,null,null,null,null,null,null,null,null,null,null,0,null,"Canadian Single Stage with Aux","4099-9008CA",0,8.0000000000000004E-4,0,1E-3,0,0.8,1]
[3,{"$f":"IF(OR(C646=\"+\",C646=\"-\"),0,B645+1)","v":7},null,"      Canadian Single Stage with Aux Bi Lingual English and French","4099-9008CAB",null,null,null,null,null,null,null,null,null,null,null,null,null,null,null,null,null,null,null,null,null,null,null,0,null,"Canadian Single Stage with Aux Bi Lingual English and French","4099-9008CAB",0,8.0000000000000004E-4,0,1E-3,0,0.8,1]
[2,0,"-","   WEATHERPROOF PULL STATIONS",0,null,null,null,null,null,null,null,null,null,null,null,null,null,null,null,null,null,null,null,null,null,null,null,0,null,"WEATHERPROOF PULL STATIONS",null,0,0,0,0,0]
[3,1,null,"      Weatherproof Pull Station & IAM Addressable Input Module","RMS-1P-WP|4090-9051",null,null,null,1,null,null,null,null,null,null,null,null,null,null,null,null,null,null,null,null,null,null,null,1,null,"Weatherproof Pull Station & IAM Addressable Input Module","RMS-1P-WP|4090-9051",1,8.0000000000000004E-4,8.0000000000000004E-4,1E-3,1E-3,0.8,1]
[2,0,"+","   SUPPRESSION RELEASING PRODUCTS",0,null,null,null,null,null,null,null,null,null,null,null,null,null,null,null,null,null,null,null,null,null,null,null,0,null,"SUPPRESSION RELEASING PRODUCTS",null,0,0,0,0,0]
[3,1,null,"      Double action, Push operation, Releasing Manual Station","4099-9015",null,null,null,null,null,null,null,null,null,null,null,null,null,null,null,null,null,null,null,null,null,null,null,0,null,"Double action, Push operation, Releasing Manual Station","4099-9015",0,8.0000000000000004E-4,0,1E-3,0,0.8,1]
[3,2,null,"      Addressable Suppression Release inc Red Mounting Box & Coil Supervision Module","4090-9006|A2081-9046",null,null,null,null,null,null,null,null,null,null,null,null,null,null,null,null,null,null,null,null,null,null,null,0,null,"Addressable Suppression Release inc Red Mounting Box & Coil Supervision Module","4090-9006|A2081-9046",0,8.0000000000000004E-4,0,1E-3,0,0.8,1]
[3,3,null,"      Abort Switch Flush Mount & IAM Addressable Input Module 4090-9001","2080-9056|4090-9001",null,null,null,null,null,null,null,null,null,null,null,null,null,null,null,null,null,null,null,null,null,null,null,0,null,"Abort Switch Flush Mount & IAM Addressable Input Module 4090-9001","2080-9056|4090-9001",0,8.0000000000000004E-4,0,1E-3,0,0.8,1]
[3,4,null,"      Abort Switch Surface Mount & IAM Addressable Input Module 4090-9001","2080-9057|4090-9001",null,null,null,null,null,null,null,null,null,null,null,null,null,null,null,null,null,null,null,null,null,null,null,0,null,"Abort Switch Surface Mount & IAM Addressable Input Module 4090-9001","2080-9057|4090-9001",0,8.0000000000000004E-4,0,1E-3,0,0.8,1]
[3,5,null,"      Abort Switch Flush Mount & IAM Addressable Input Module 4090-9051","2080-9056|4090-9051",null,null,null,null,null,null,null,null,null,null,null,null,null,null,null,null,null,null,null,null,null,null,null,0,null,"Abort Switch Flush Mount & IAM Addressable Input Module 4090-9051","2080-9056|4090-9051",0,8.0000000000000004E-4,0,1E-3,0,0.8,1]
[3,6,null,"      Abort Switch Surface Mount & IAM Addressable Input Module 4090-9051","2080-9057|4090-9051",null,null,null,null,null,null,null,null,null,null,null,null,null,null,null,null,null,null,null,null,null,null,null,0,null,"Abort Switch Surface Mount & IAM Addressable Input Module 4090-9051","2080-9057|4090-9051",0,8.0000000000000004E-4,0,1E-3,0,0.8,1]
[3,7,null,"      Maintenance Switch with Disconnect Indicator Lamp Flush Mount","2080-9059",null,null,null,null,null,null,null,null,null,null,null,null,null,null,null,null,null,null,null,null,null,null,null,0,null,"Maintenance Switch with Disconnect Indicator Lamp Flush Mount","2080-9059",0,8.3000000000000004E-2,0,8.3000000000000004E-2,0,83,83]
[3,8,null,"      Maintenance Switch with Disconnect Indicator Lamp Surface Mount","2080-9060",null,null,null,null,null,null,null,null,null,null,null,null,null,null,null,null,null,null,null,null,null,null,null,0,null,"Maintenance Switch with Disconnect Indicator Lamp Surface Mount","2080-9060",0,8.3000000000000004E-2,0,8.3000000000000004E-2,0,83,83]
[3,9,null,"      Maintenance Switch Flush Mount","2080-9069",null,null,null,null,null,null,null,null,null,null,null,null,null,null,null,null,null,null,null,null,null,null,null,{"$f":"SUM(G658:W658)","v":0},null,"Maintenance Switch Flush Mount","2080-9069",0,0,0,0,0]
[3,10,null,"      Maintenance Switch Surface Mount","2080-9070",null,null,null,null,null,null,null,null,null,null,null,null,null,null,null,null,null,null,null,null,null,null,null,0,null,"Maintenance Switch Surface Mount","2080-9070",0,0,0,0,0]
[2,0,"-","   4009 IDNET NAC EXTENDER PANELS AND ACCESSORIES",0,null,null,null,null,null,null,null,null,null,null,null,null,null,null,null,null,null,null,null,null,null,null,null,0,null,"4009 IDNET NAC EXTENDER PANELS AND ACCESSORIES",null,0,0,0,0,0]
[3,1,null,"      NAC Extender with 8 Amp Power supply (120V) - LOOP LOAD ONLY",{"$f":"AF661","v":"4009-9201"},null,null,null,null,null,null,null,null,null,null,null,null,null,null,null,null,null,null,null,null,null,null,null,0,null,"NAC Extender with 8 Amp Power supply (120V) - LOOP LOAD ONLY","4009-9201",0,8.0000000000000004E-4,0,1E-3,0,0.8,1]
[3,2,null,"      NAC Extender with 8 Amp Power supply (240V) - LOOP LOAD ONLY","4009-9301",null,null,null,null,null,null,null,null,null,null,null,null,null,null,null,null,null,null,null,null,null,null,null,0,null,"NAC Extender with 8 Amp Power supply (240V) - LOOP LOAD ONLY","4009-9301",0,8.0000000000000004E-4,0,1E-3,0,0.8,1]
[3,3,null,"      ULC NAC Extender with 8 Amp Power supply (120V) - LOOP LOAD ONLY","4009-9202CA",null,null,null,null,null,null,null,null,null,null,null,null,null,null,null,null,null,null,null,null,null,null,null,0,null,"ULC NAC Extender with 8 Amp Power supply (120V) - LOOP LOAD ONLY","4009-9202CA",0,8.0000000000000004E-4,0,1E-3,0,0.8,1]
[1,0,"+","MX ADDRESSABLE DEVICES",0,null,null,null,null,null,null,null,null,null,null,null,null,null,null,null,null,null,null,null,null,null,null,null,0,{"$f":"IF(SUM(AG664:AG757)>0,\"h\",\"\")","v":""},"MX ADDRESSABLE DEVICES",null,0,"header","header","header","header"]
[2,0,"+","   ENTER NUMBER OF LEDS ON IN ALARM PER LOOP",0,null,null,null,null,null,null,null,null,null,null,null,null,null,null,null,null,null,null,null,null,null,null,null,0,null,"ENTER NUMBER OF LEDS ON IN ALARM PER LOOP",null,0,0,0,0,0]
[3,1,"★","      Number of LEDs on in alarm per loop (max 5, 10, 20 ,30 per loop as set in software)",0,null,null,null,null,null,null,null,null,null,null,null,null,null,null,null,null,null,null,null,null,null,null,null,0,null,"Number of LEDs on in alarm per loop (max 5, 10, 20 ,30 per loop as set in software)",null,0,0,0,5.0000000000000001E-3,0,0,5]
[2,0,"+","   ADDRESSABLE MX DETECTORS WITH BUILT IN ISOLATOR",0,null,null,null,null,null,null,null,null,null,null,null,null,null,null,null,null,null,null,null,null,null,null,null,0,null,"ADDRESSABLE MX DETECTORS WITH BUILT IN ISOLATOR",null,0,0,0,0,0]
[3,1,null,"      MX Gen6 Photo Heat with built in Isolator","4098-5265",null,null,null,null,null,null,null,null,null,null,null,null,null,null,null,null,null,null,null,null,null,null,null,null,null,"MX Gen6 Photo Heat with built in Isolator","4098-5265",0,3.2499999999999999E-4,0,3.2499999999999999E-4,0,0.32500000000000001,0.32500000000000001,null,1]
[3,2,null,"      MX Gen6 Photo with built in Isolator","4098-5266",null,null,null,null,null,null,null,null,null,null,null,null,null,null,null,null,null,null,null,null,null,null,null,0,null,"MX Gen6 Photo with built in Isolator","4098-5266",0,3.2499999999999999E-4,0,3.2499999999999999E-4,0,0.32500000000000001,0.32500000000000001,null,1]
[3,3,null,"      MX Gen6 Heat with built in Isolator","4098-5267",null,null,null,null,null,null,null,null,null,null,null,null,null,null,null,null,null,null,null,null,null,null,null,0,null,"MX Gen6 Heat with built in Isolator","4098-5267",0,2.9999999999999997E-4,0,2.9999999999999997E-4,0,0.3,0.3,null,1]
[3,4,null,"      MX Gen6 Tripple Photo Heat and CO with built in Isolator","4098-5268",null,null,null,null,null,null,null,null,null,null,null,null,null,null,null,null,null,null,null,null,null,null,null,0,null,"MX Gen6 Tripple Photo Heat and CO with built in Isolator","4098-5268",0,3.7500000000000001E-4,0,3.7500000000000001E-4,0,0.375,0.375,null,1]
[3,5,null,"      MX SSD Photo Heat with built in Isolator","4098-5287",null,null,null,null,null,null,null,null,null,null,null,null,null,null,null,null,null,null,null,null,null,null,null,0,null,"MX SSD Photo Heat with built in Isolator","4098-5287",0,3.2499999999999999E-4,0,3.2499999999999999E-4,0,0.32500000000000001,0.32500000000000001,null,1]
[3,6,null,"      MX SSD Photo with built in Isolator","4098-5288",null,null,null,null,null,null,null,null,null,null,null,null,null,null,null,null,null,null,null,null,null,null,null,0,null,"MX SSD Photo with built in Isolator","4098-5288",0,3.2499999999999999E-4,0,3.2499999999999999E-4,0,0.32500000000000001,0.32500000000000001,null,1]
[3,7,null,"      MX SSD Heat with built in Isolator","4098-5289",null,null,null,null,null,null,null,null,null,null,null,null,null,null,null,null,null,null,null,null,null,null,null,0,null,"MX SSD Heat with built in Isolator","4098-5289",0,2.9999999999999997E-4,0,2.9999999999999997E-4,0,0.3,0.3,null,1]
[3,8,null,"      MX SSD Tripple Photo Heat and CO with built in Isolator","4098-5290",null,null,null,null,null,null,null,null,null,null,null,null,null,null,null,null,null,null,null,null,null,null,null,0,null,"MX SSD Tripple Photo Heat and CO with built in Isolator","4098-5290",0,3.7500000000000001E-4,0,3.7500000000000001E-4,0,0.375,0.375,null,1]
[3,9,null,{"$f":"REPT(\"   \",A676-1)&AE676","v":"      Standard 4\" Continuity Base for detectors with built in Isolator"},"4098-5260",null,null,null,null,null,null,null,null,null,null,null,null,null,null,null,null,null,null,null,null,null,null,null,0,null,"Standard 4\" Continuity Base for detectors with built in Isolator","4098-5260",0,0,0,0,0,null,null,null,1]
[3,10,null,"      Remote LED","2098-9808",null,null,null,null,null,null,null,null,null,null,null,null,null,null,null,null,null,null,null,null,null,null,null,0,null,"Remote LED","2098-9808",0,0,0,3.0000000000000001E-3,0,null,3,null,1]
[2,0,"+","   ADDRESSABLE MX DETECTORS ONLY (NO BUILT IN ISOLATOR)",0,null,null,null,null,null,null,null,null,null,null,null,null,null,null,null,null,null,null,null,null,null,null,null,0,null,"ADDRESSABLE MX DETECTORS ONLY (NO BUILT IN ISOLATOR)",null,0,0,0,0,0]
[3,1,null,"      MX Gen6 Photo Heat","4098-5255",null,null,null,null,null,null,null,null,null,null,null,null,null,null,null,null,null,null,null,null,null,null,null,0,null,"MX Gen6 Photo Heat","4098-5255",0,2.5000000000000001E-4,0,2.5000000000000001E-4,0,0.25,0.25,null,1]
[3,2,null,"      MX Gen6 Photo","4098-5256",null,null,null,null,null,null,null,null,null,null,null,null,null,null,null,null,null,null,null,null,null,null,null,0,null,"MX Gen6 Photo","4098-5256",0,2.5000000000000001E-4,0,2.5000000000000001E-4,0,0.25,0.25,null,1]
[3,3,null,"      MX Gen6 Heat","4098-5257",null,null,null,null,null,null,null,null,null,null,null,null,null,null,null,null,null,null,null,null,null,null,null,0,null,"MX Gen6 Heat","4098-5257",0,2.5000000000000001E-4,0,2.5000000000000001E-4,0,0.25,0.25,null,1]
[3,4,null,"      Standard 4\" Base for detecotors without Isolator","A4098-5261",null,null,null,null,null,null,null,null,null,null,null,null,null,null,null,null,null,null,null,null,null,null,null,0,null,"Standard 4\" Base for detecotors without Isolator","A4098-5261",0,0,0,0,0,null,null,null,1]
[3,5,null,"      Remote LED","2098-9808",null,null,null,null,null,null,null,null,null,null,null,null,null,null,null,null,null,null,null,null,null,null,null,0,null,"Remote LED","2098-9808",0,0,0,3.0000000000000001E-3,0,null,3,null,1]
[2,0,"+","   MX LOOP POWERED SOUNDER BASES (USES DETECTOR ADDRESS)",0,null,null,null,null,null,null,null,null,null,null,null,null,null,null,null,null,null,null,null,null,null,null,null,0,null,"MX LOOP POWERED SOUNDER BASES (USES DETECTOR ADDRESS)",null,0,0,0,0,0]
[3,1,null,"      MX LP Sounder Base 68 - 90dB @ 3ft - Set at 68dB","4098-5209|68dB",null,null,null,null,null,null,null,null,null,null,null,null,null,null,null,null,null,null,null,null,null,null,null,0,null,"MX LP Sounder Base 68 - 90dB @ 3ft - Set at 68dB","4098-5209|68dB",0,2.5000000000000001E-4,0,1.1999999999999999E-3,0,0.25,1.2,null,1]
[3,2,null,"      MX LP Sounder Base 68 - 90dB @ 3ft - Set at 90dB","4098-5209|90dB",null,null,null,null,null,null,null,null,null,null,null,null,null,null,null,null,null,null,null,null,null,null,null,0,null,"MX LP Sounder Base 68 - 90dB @ 3ft - Set at 90dB","4098-5209|90dB",0,2.5000000000000001E-4,0,6.7999999999999996E-3,0,0.25,6.8,null,1]
[3,3,null,"      MX LP Sounder Base - 85dB @ 10ft - Fixed at 85dB","4098-5210",null,null,null,null,null,null,null,null,null,null,null,null,null,null,null,null,null,null,null,null,null,null,null,null,null,"MX LP Sounder Base - 85dB @ 10ft - Fixed at 85dB","4098-5210",0,2.5000000000000001E-4,0,2.4E-2,0,0.25,24,null,1]
[2,0,"+","   ADDRESSABEL MX LOOP POWERED SOUNDER BASES WITH ISOLATOR",0,null,null,null,null,null,null,null,null,null,null,null,null,null,null,null,null,null,null,null,null,null,null,null,0,null,"ADDRESSABEL MX LOOP POWERED SOUNDER BASES WITH ISOLATOR",null,0,0,0,0,0]
[3,1,null,"      MX Sounder Base High Volumne","4098-5217|HV",null,null,null,null,null,null,null,null,null,null,null,null,null,null,null,null,null,null,null,null,null,null,null,0,null,"MX Sounder Base High Volumne","4098-5217|HV",0,3.2499999999999999E-4,0,4.3249999999999999E-3,0,0.32500000000000001,4.3250000000000002,null,1]
[3,2,null,"      MX Sounder Base Low Volumne","4098-5217|LV",null,null,null,null,null,null,null,null,null,null,null,null,null,null,null,null,null,null,null,null,null,null,null,0,null,"MX Sounder Base Low Volumne","4098-5217|LV",0,3.2499999999999999E-4,0,2.4500000000000004E-3,0,0.32500000000000001,2.4500000000000002,null,1]
[2,0,"+","   ADDRESSABLE MX LOOP POWERED SOUNDER BEACON BASES WITH ISOLATOR",0,null,null,null,null,null,null,null,null,null,null,null,null,null,null,null,null,null,null,null,null,null,null,null,0,null,"ADDRESSABLE MX LOOP POWERED SOUNDER BEACON BASES WITH ISOLATOR",null,0,0,0,0,0]
[3,1,null,"      MX Sounder Beacon Base High Volume Fast Flash","4098-5220|HVFF",null,null,null,null,null,null,null,null,null,null,null,null,null,null,null,null,null,null,null,null,null,null,null,0,null,"MX Sounder Beacon Base High Volume Fast Flash","4098-5220|HVFF",0,3.8000000000000002E-4,0,8.8000000000000005E-3,0,0.38,8.8000000000000007,null,1]
[3,2,null,"      MX Sounder Beacon Base High Volume Slow Flash","4098-5220|HVSF",null,null,null,null,null,null,null,null,null,null,null,null,null,null,null,null,null,null,null,null,null,null,null,0,null,"MX Sounder Beacon Base High Volume Slow Flash","4098-5220|HVSF",0,3.8000000000000002E-4,0,6.7250000000000001E-3,0,0.38,6.7249999999999996,null,1]
[3,3,null,"      MX Sounder Beacon Base Low Volume Fast Flash","4098-5220|LVFF",null,null,null,null,null,null,null,null,null,null,null,null,null,null,null,null,null,null,null,null,null,null,null,0,null,"MX Sounder Beacon Base Low Volume Fast Flash","4098-5220|LVFF",0,3.8000000000000002E-4,0,6.9749999999999994E-3,0,0.38,6.9749999999999996,null,1]
[3,4,null,"      MX Sounder Beacon Base Low Volume Slow Flash","4098-5220|LVSF",null,null,null,null,null,null,null,null,null,null,null,null,null,null,null,null,null,null,null,null,null,null,null,0,null,"MX Sounder Beacon Base Low Volume Slow Flash","4098-5220|LVSF",0,3.8000000000000002E-4,0,4.875E-3,0,0.38,4.875,null,1]
[3,5,null,"      MX Sounder Beacon Base High Volume No Flash","4098-5220|HVNF",null,null,null,null,null,null,null,null,null,null,null,null,null,null,null,null,null,null,null,null,null,null,null,0,null,"MX Sounder Beacon Base High Volume No Flash","4098-5220|HVNF",0,3.8000000000000002E-4,0,3.8999999999999998E-3,0,0.38,3.9,null,1]
[3,6,null,"      MX Sounder Beacon Base Low Volume No Flash","4098-5220|LVNF",null,null,null,null,null,null,null,null,null,null,null,null,null,null,null,null,null,null,null,null,null,null,null,0,null,"MX Sounder Beacon Base Low Volume No Flash","4098-5220|LVNF",0,3.8000000000000002E-4,0,2.075E-3,0,0.38,2.0750000000000002,null,1]
[3,7,null,"      MX Sounder Beacon Base Volume Off Fast Flash","4098-5220|VOFF",null,null,null,null,null,null,null,null,null,null,null,null,null,null,null,null,null,null,null,null,null,null,null,0,null,"MX Sounder Beacon Base Volume Off Fast Flash","4098-5220|VOFF",0,3.8000000000000002E-4,0,5.3749999999999996E-3,0,0.38,5.375,null,1]
[3,8,null,"      MX Sounder Beacon Base Volume Off Slow Flash","4098-5220|VOSF",null,null,null,null,null,null,null,null,null,null,null,null,null,null,null,null,null,null,null,null,null,null,null,0,null,"MX Sounder Beacon Base Volume Off Slow Flash","4098-5220|VOSF",0,{"$f":"AL699/1000","v":3.8000000000000002E-4},0,{"$f":"AM699/1000","v":3.2749999999999997E-3},0,0.38,3.2749999999999999,null,1]
[2,0,"+","   ADDRESSABLE DUCT DETECTORS",0,null,null,null,null,null,null,null,null,null,null,null,null,null,null,null,null,null,null,null,null,null,null,null,0,null,"ADDRESSABLE DUCT DETECTORS",null,0,0,{"$f":"AG700*AH700","v":0},0,{"$f":"AG700*AJ700","v":0}]
[3,1,null,"      Duct Detector Housing only requires detector","4098-5214",null,null,null,null,null,null,null,null,null,null,null,null,null,null,null,null,null,null,null,null,null,null,null,0,null,"Duct Detector Housing only requires detector","4098-5214",0,0,0,0,0,null,null,null,1]
[3,2,null,"      Duct Detector with MX Gen6 Photo Detector","4098-5214|4098-5256",null,null,null,null,null,null,null,null,null,null,null,null,null,null,null,null,null,null,null,null,null,null,null,0,null,"Duct Detector with MX Gen6 Photo Detector","4098-5214|4098-5256",0,2.5000000000000001E-4,0,2.5000000000000001E-4,0,0.25,0.25,null,1]
[3,3,null,"      Duct Detector with Photo Detector and Remote Indicator","4098-5214|4098-5256|2098-9808",null,null,null,null,null,null,null,null,null,null,null,null,null,null,null,null,null,null,null,null,null,null,null,0,null,"Duct Detector with Photo Detector and Remote Indicator","4098-5214|4098-5256|2098-9808",0,2.5000000000000001E-4,0,2.5000000000000001E-4,0,0.25,0.25,null,1]
[2,0,"+","   ADDRESSABLE INPUT MODULES",0,null,null,null,null,null,null,null,null,null,null,null,null,null,null,null,null,null,null,null,null,null,null,null,0,null,"ADDRESSABLE INPUT MODULES",null,0,0,0,0,0]
[3,1,null,"      MX Mini IAM Module","4090-5258",null,null,null,null,null,null,null,null,null,null,null,null,null,null,null,null,null,null,null,null,null,null,null,0,null,"MX Mini IAM Module","4090-5258",0,2.7500000000000002E-4,0,2.7500000000000002E-4,0,0.27500000000000002,0.27500000000000002,null,1]
[3,2,null,{"$f":"REPT(\"   \",A706-1)&AE706","v":"      MX Dual Input IAM"},{"$f":"AF706","v":"4090-5261"},null,null,null,null,null,null,null,null,null,null,null,null,null,null,null,null,null,null,null,null,null,null,null,0,null,"MX Dual Input IAM","4090-5261",0,{"$f":"AL706/1000","v":2.5000000000000001E-4},{"$f":"AG706*AH706","v":0},{"$f":"AM706/1000","v":2.5000000000000001E-4},{"$f":"AG706*AJ706","v":0},0.25,0.25,null,1]
[3,3,null,"      MX Monitor ZAM Module - LOOP LOAD ONLY","4090-5260",null,null,null,null,null,null,null,null,null,null,null,null,null,null,null,null,null,null,null,null,null,null,null,0,null,"MX Monitor ZAM Module - LOOP LOAD ONLY","4090-5260",0,5.5000000000000003E-4,0,5.5000000000000003E-4,0,0.55000000000000004,0.55000000000000004,null,1]
[3,4,null,"      MX Monitor ZAM Module - REMOTE 24V","4090-5260-AUX24V",null,null,null,null,null,null,null,null,null,null,null,null,null,null,null,null,null,null,null,null,null,null,null,0,null,"MX Monitor ZAM Module - REMOTE 24V","4090-5260-AUX24V",0,1.4E-2,0,0.1,0,14,100]
[2,0,"+","   ADDRESSABLE OUTPUT MODULES",0,null,null,null,null,null,null,null,null,null,null,null,null,null,null,null,null,null,null,null,null,null,null,null,0,null,"ADDRESSABLE OUTPUT MODULES",null,0,0,0,0,0]
[3,{"$f":"IF(OR(C710=\"+\",C710=\"-\"),0,B709+1)","v":1},null,"      MX Relay IAM","4090-5259",null,null,null,null,null,null,null,null,null,null,null,null,null,null,null,null,null,null,null,null,null,null,null,0,null,"MX Relay IAM","4090-5259",0,2.9999999999999997E-4,0,2.9999999999999997E-4,0,0.3,0.3,null,1]
[3,2,null,"      MX Signal IAM - LOOP LOAD ONLY","4090-5204",null,null,null,null,null,null,null,null,null,null,null,null,null,null,null,null,null,null,null,null,null,null,null,0,null,"MX Signal IAM - LOOP LOAD ONLY","4090-5204",0,3.7500000000000001E-4,0,3.7500000000000001E-4,0,0.375,0.375,null,1]
[3,3,null,"      MX Signal IAM - REMOTE 24V","4090-5204-AUX24V",null,null,null,null,null,null,null,null,null,null,null,null,null,null,null,null,null,null,null,null,null,null,null,0,null,"MX Signal IAM - REMOTE 24V","4090-5204-AUX24V",0,1.4E-3,0,1.4E-3,0,1.4,1.4]
[2,0,"+","   ADDRESSABLE INPUT/OUTPUT MODULES",0,null,null,null,null,null,null,null,null,null,null,null,null,null,null,null,null,null,null,null,null,null,null,null,0,null,"ADDRESSABLE INPUT/OUTPUT MODULES",null,0,0,0,0,0]
[3,1,null,"      MXZ Multiple I/O Module 3 Inputs and 2 Outputs","4090-5250",null,null,null,null,null,null,null,null,null,null,null,null,null,null,null,null,null,null,null,null,null,null,null,0,null,"MXZ Multiple I/O Module 3 Inputs and 2 Outputs","4090-5250",0,4.0000000000000002E-4,0,4.0000000000000002E-4,0,0.4,0.4,null,1]
[2,0,"+","   ADDRESSABLE ISOLATOR MODULES",0,null,null,null,null,null,null,null,null,null,null,null,null,null,null,null,null,null,null,null,null,null,null,null,0,null,"ADDRESSABLE ISOLATOR MODULES",null,0,0,0,0,0]
[3,1,null,"      MX Line Isolator Module","4090-5206",null,null,null,null,null,null,null,null,null,null,null,null,null,null,null,null,null,null,null,null,null,null,null,0,null,"MX Line Isolator Module","4090-5206",0,1E-4,0,1E-4,0,0.1,0.1,null,1]
[2,0,"+","   ADDRESSABLE CALL POINTS",0,null,null,null,null,null,null,null,null,null,null,null,null,null,null,null,null,null,null,null,null,null,null,null,0,null,"ADDRESSABLE CALL POINTS",null,0,0,0,0,0]
[3,1,null,"      MX Indoor Call Point with Isolator","4099-5208",null,null,null,null,null,null,null,null,null,null,null,null,null,null,null,null,null,null,null,null,null,null,null,0,null,"MX Indoor Call Point with Isolator","4099-5208",0,2.9999999999999997E-4,0,2.9999999999999997E-4,0,0.3,0.3,null,1]
[3,2,null,"      MX Outdoor Weatherproof Call Point with Isoloator","4099-5209",null,null,null,null,null,null,null,null,null,null,null,null,null,null,null,null,null,null,null,null,null,null,null,{"$f":"SUM(G719:W719)","v":0},null,"MX Outdoor Weatherproof Call Point with Isoloator","4099-5209",0,2.9999999999999997E-4,0,2.9999999999999997E-4,0,0.3,0.3,null,1]
[2,0,"+","   INDOOR ADDRESSABLE PULL STATIONS",0,null,null,null,null,null,null,null,null,null,null,null,null,null,null,null,null,null,null,null,null,null,null,null,0,null,"INDOOR ADDRESSABLE PULL STATIONS",null,0,0,0,0,0]
[3,1,null,"      MX Pull Station Single Action","4099-5214",null,null,null,null,null,null,null,null,null,null,null,null,null,null,null,null,null,null,null,null,null,null,null,0,null,"MX Pull Station Single Action","4099-5214",0,2.5000000000000001E-4,0,2.5000000000000001E-4,0,0.25,0.25,null,1]
[3,2,null,"      MX Pull Station Double Action",{"$f":"AF722","v":"4099-5215"},null,null,null,null,null,null,null,null,null,null,null,null,null,null,null,null,null,null,null,null,null,null,null,0,null,"MX Pull Station Double Action","4099-5215",0,2.5000000000000001E-4,0,2.5000000000000001E-4,0,0.25,0.25,null,1]
[3,3,null,"      MX Pull Station Double Action","4099-5216",null,null,null,null,null,null,null,null,null,null,null,null,null,null,null,null,null,null,null,null,null,null,null,0,null,"MX Pull Station Double Action","4099-5216",0,2.5000000000000001E-4,0,2.5000000000000001E-4,0,0.25,0.25,null,1]
[2,0,"+","   WEATHERPROOF PULL STATIONS",0,null,null,null,null,null,null,null,null,null,null,null,null,null,null,null,null,null,null,null,null,null,null,null,0,null,"WEATHERPROOF PULL STATIONS",null,0,0,0,0,0]
[3,1,null,"      Weatherproof Pull Station & MX Mini IAM","2099-9138",null,null,null,null,null,null,null,null,null,null,null,null,null,null,null,null,null,null,null,null,null,null,null,0,null,"Weatherproof Pull Station & MX Mini IAM","2099-9138",0,2.7500000000000002E-4,0,2.7500000000000002E-4,0,0.27500000000000002,0.27500000000000002,null,1]
[2,0,"+","   ADDRESSABLE WALL MOUNT LOOP POWERED SOUNDERS WITH ISOLATOR",0,null,null,null,null,null,null,null,null,null,null,null,null,null,null,null,null,null,null,null,null,null,null,null,0,null,"ADDRESSABLE WALL MOUNT LOOP POWERED SOUNDERS WITH ISOLATOR",null,0,0,0,0,0]
[3,1,null,"      MX Sounder Red High Volume","4906-5211|HV",null,null,null,null,null,null,null,null,null,null,null,null,null,null,null,null,null,null,null,null,null,null,null,0,null,"MX Sounder Red High Volume","4906-5211|HV",0,3.8000000000000002E-4,0,8.4749999999999999E-3,0,0.38,8.4749999999999996,null,1]
[3,2,null,"      MX Sounder Red Low Volume","4906-5211|LV",null,null,null,null,null,null,null,null,null,null,null,null,null,null,null,null,null,null,null,null,null,null,null,0,null,"MX Sounder Red Low Volume","4906-5211|LV",0,3.8000000000000002E-4,0,3.0999999999999999E-3,0,0.38,3.1,null,1]
[3,3,null,"      MX Sounder White High Volume","4906-5210|HV",null,null,null,null,null,null,null,null,null,null,null,null,null,null,null,null,null,null,null,null,null,null,null,0,null,"MX Sounder White High Volume","4906-5210|HV",0,3.8000000000000002E-4,0,8.4749999999999999E-3,0,0.38,8.4749999999999996,null,1]
[3,4,null,"      MX Sounder White Volume","4906-5210|LV",null,null,null,null,null,null,null,null,null,null,null,null,null,null,null,null,null,null,null,null,null,null,null,0,null,"MX Sounder White Volume","4906-5210|LV",0,3.8000000000000002E-4,0,3.0999999999999999E-3,0,0.38,3.1,null,1]
[3,5,null,"      Weatherproof MX Sounder Red High Volume","4906-5212|HV",null,null,null,null,null,null,null,null,null,null,null,null,null,null,null,null,null,null,null,null,null,null,null,0,null,"Weatherproof MX Sounder Red High Volume","4906-5212|HV",0,3.8000000000000002E-4,0,8.4749999999999999E-3,0,0.38,8.4749999999999996,null,1]
[3,6,null,"      Weatherproof MX Sounder Red Low Volume","4906-5212|LV",null,null,null,null,null,null,null,null,null,null,null,null,null,null,null,null,null,null,null,null,null,null,null,0,null,"Weatherproof MX Sounder Red Low Volume","4906-5212|LV",0,3.8000000000000002E-4,0,3.0999999999999999E-3,0,0.38,3.1,null,1]
[2,0,"+","   ADDRESSABLE WALL MOUNT LOOP POWERED SOUNDER BEACONS WITH ISOLATOR",0,null,null,null,null,null,null,null,null,null,null,null,null,null,null,null,null,null,null,null,null,null,null,null,0,null,"ADDRESSABLE WALL MOUNT LOOP POWERED SOUNDER BEACONS WITH ISOLATOR",null,0,0,0,0,0]
[3,1,null,"      MX Sounder Beacon High Volume Fast Flash","4906-5214|HVFF",null,null,null,null,null,null,null,null,null,null,null,null,null,null,null,null,null,null,null,null,null,null,null,0,null,"MX Sounder Beacon High Volume Fast Flash","4906-5214|HVFF",0,3.8000000000000002E-4,0,1.2999999999999999E-2,0,0.38,13,null,1]
[3,2,null,"      MX Sounder Beacon High Volume Slow Flash","4906-5214|HVSF",null,null,null,null,null,null,null,null,null,null,null,null,null,null,null,null,null,null,null,null,null,null,null,0,null,"MX Sounder Beacon High Volume Slow Flash","4906-5214|HVSF",0,3.8000000000000002E-4,0,1.085E-2,0,0.38,10.85,null,1]
[3,3,null,"      MX Sounder Beacon Low Volume Fast Flash","4906-5214|LVFF",null,null,null,null,null,null,null,null,null,null,null,null,null,null,null,null,null,null,null,null,null,null,null,0,null,"MX Sounder Beacon Low Volume Fast Flash","4906-5214|LVFF",0,3.8000000000000002E-4,0,7.6500000000000005E-3,0,0.38,7.65,null,1]
[3,4,null,{"$f":"REPT(\"   \",A737-1)&AE737","v":"      MX Sounder Beacon Low Volume Slow Flash"},"4906-5214|LVSF",null,null,null,null,null,null,null,null,null,null,null,null,null,null,null,null,null,null,null,null,null,null,null,0,null,"MX Sounder Beacon Low Volume Slow Flash","4906-5214|LVSF",0,3.8000000000000002E-4,0,5.5250000000000004E-3,0,0.38,5.5250000000000004,null,1]
[3,5,null,"      MX Sounder Beacon High Volume No Flash","4906-5214|HVNF",null,null,null,null,null,null,null,null,null,null,null,null,null,null,null,null,null,null,null,null,null,null,null,0,null,"MX Sounder Beacon High Volume No Flash","4906-5214|HVNF",0,3.8000000000000002E-4,0,8.4749999999999999E-3,0,0.38,8.4749999999999996,null,1]
[3,6,null,"      MX Sounder Beacon Low Volume No Flash","4906-5214|LVNF",null,null,null,null,null,null,null,null,null,null,null,null,null,null,null,null,null,null,null,null,null,null,null,0,null,"MX Sounder Beacon Low Volume No Flash","4906-5214|LVNF",0,3.8000000000000002E-4,0,3.0999999999999999E-3,0,0.38,3.1,null,1]
[3,7,null,"      MX Sounder Beacon Volume Off Fast Flash","4906-5214|VOFF",null,null,null,null,null,null,null,null,null,null,null,null,null,null,null,null,null,null,null,null,null,null,null,0,null,"MX Sounder Beacon Volume Off Fast Flash","4906-5214|VOFF",0,3.8000000000000002E-4,0,5.4250000000000001E-3,0,0.38,5.4249999999999998,null,1]
[3,8,null,"      MX Sounder Beacon Volume Off Slow Flash","4906-5214|VOSF",null,null,null,null,null,null,null,null,null,null,null,null,null,null,null,null,null,null,null,null,null,null,null,0,null,"MX Sounder Beacon Volume Off Slow Flash","4906-5214|VOSF",0,3.8000000000000002E-4,0,3.3E-3,0,0.38,3.3,null,1]
[3,9,null,"      MX Sounder Beacon High Volume Fast Flash","4906-5213|HVFF",null,null,null,null,null,null,null,null,null,null,null,null,null,null,null,null,null,null,null,null,null,null,null,0,null,"MX Sounder Beacon High Volume Fast Flash","4906-5213|HVFF",0,3.8000000000000002E-4,0,1.2999999999999999E-2,0,0.38,13,null,1]
[3,10,null,"      MX Sounder Beacon High Volume Slow Flash","4906-5213|HVSF",null,null,null,null,null,null,null,null,null,null,null,null,null,null,null,null,null,null,null,null,null,null,null,0,null,"MX Sounder Beacon High Volume Slow Flash","4906-5213|HVSF",0,3.8000000000000002E-4,0,1.085E-2,0,0.38,10.85,null,1]
[3,11,null,"      MX Sounder Beacon Low Volume Fast Flash","4906-5213|LVFF",null,null,null,null,null,null,null,null,null,null,null,null,null,null,null,null,null,null,null,null,null,null,null,0,null,"MX Sounder Beacon Low Volume Fast Flash","4906-5213|LVFF",0,3.8000000000000002E-4,0,7.6500000000000005E-3,0,0.38,7.65,null,1]
[3,12,null,"      MX Sounder Beacon Low Volume Slow Flash","4906-5213|LVSF",null,null,null,null,null,null,null,null,null,null,null,null,null,null,null,null,null,null,null,null,null,null,null,0,null,"MX Sounder Beacon Low Volume Slow Flash","4906-5213|LVSF",0,3.8000000000000002E-4,0,5.5250000000000004E-3,0,0.38,5.5250000000000004,null,1]
[3,13,null,"      MX Sounder Beacon High Volume No Flash","4906-5213|HVNF",null,null,null,null,null,null,null,null,null,null,null,null,null,null,null,null,null,null,null,null,null,null,null,0,null,"MX Sounder Beacon High Volume No Flash","4906-5213|HVNF",0,3.8000000000000002E-4,0,8.4749999999999999E-3,0,0.38,8.4749999999999996,null,1]
[3,14,null,"      MX Sounder Beacon Low Volume No Flash","4906-5213|LVNF",null,null,null,null,null,null,null,null,null,null,null,null,null,null,null,null,null,null,null,null,null,null,null,0,null,"MX Sounder Beacon Low Volume No Flash","4906-5213|LVNF",0,3.8000000000000002E-4,0,3.0999999999999999E-3,0,0.38,3.1,null,1]
[3,15,null,"      MX Sounder Beacon Volume Off Fast Flash","4906-5213|VOFF",null,null,null,null,null,null,null,null,null,null,null,null,null,null,null,null,null,null,null,null,null,null,null,0,null,"MX Sounder Beacon Volume Off Fast Flash","4906-5213|VOFF",0,3.8000000000000002E-4,0,5.4250000000000001E-3,0,0.38,5.4249999999999998,null,1]
[3,16,null,"      MX Sounder Beacon Volume Off Slow Flash","4906-5213|VOSF",null,null,null,null,null,null,null,null,null,null,null,null,null,null,null,null,null,null,null,null,null,null,null,0,null,"MX Sounder Beacon Volume Off Slow Flash","4906-5213|VOSF",0,3.8000000000000002E-4,0,3.3E-3,0,0.38,3.3,null,1]
[3,17,null,"      MX Sounder Beacon High Volume Fast Flash","4906-5215|HVFF",null,null,null,null,null,null,null,null,null,null,null,null,null,null,null,null,null,null,null,null,null,null,null,0,null,"MX Sounder Beacon High Volume Fast Flash","4906-5215|HVFF",0,3.8000000000000002E-4,0,1.2999999999999999E-2,0,0.38,13,null,1]
[3,18,null,"      MX Sounder Beacon High Volume Slow Flash","4906-5215|HVSF",null,null,null,null,null,null,null,null,null,null,null,null,null,null,null,null,null,null,null,null,null,null,null,0,null,"MX Sounder Beacon High Volume Slow Flash","4906-5215|HVSF",0,3.8000000000000002E-4,0,1.085E-2,0,0.38,10.85,null,1]
[3,19,null,"      MX Sounder Beacon Low Volume Fast Flash","4906-5215|LVFF",null,null,null,null,null,null,null,null,null,null,null,null,null,null,null,null,null,null,null,null,null,null,null,0,null,"MX Sounder Beacon Low Volume Fast Flash","4906-5215|LVFF",0,3.8000000000000002E-4,0,7.6500000000000005E-3,0,0.38,7.65,null,1]
[3,20,null,"      MX Sounder Beacon Low Volume Slow Flash","4906-5215|LVSF",null,null,null,null,null,null,null,null,null,null,null,null,null,null,null,null,null,null,null,null,null,null,null,0,null,"MX Sounder Beacon Low Volume Slow Flash","4906-5215|LVSF",0,3.8000000000000002E-4,0,5.5250000000000004E-3,0,0.38,5.5250000000000004,null,1]
[3,21,null,"      MX Sounder Beacon High Volume No Flash","4906-5215|HVNF",null,null,null,null,null,null,null,null,null,null,null,null,null,null,null,null,null,null,null,null,null,null,null,0,null,"MX Sounder Beacon High Volume No Flash","4906-5215|HVNF",0,3.8000000000000002E-4,0,8.4749999999999999E-3,0,0.38,8.4749999999999996,null,1]
[3,22,null,"      MX Sounder Beacon Low Volume No Flash","4906-5215|LVNF",null,null,null,null,null,null,null,null,null,null,null,null,null,null,null,null,null,null,null,null,null,null,null,0,null,"MX Sounder Beacon Low Volume No Flash","4906-5215|LVNF",0,3.8000000000000002E-4,0,3.0999999999999999E-3,0,0.38,3.1,null,1]
[3,23,null,"      MX Sounder Beacon Volume Off Fast Flash","4906-5215|VOFF",null,null,null,null,null,null,null,null,null,null,null,null,null,null,null,null,null,null,null,null,null,null,null,0,null,"MX Sounder Beacon Volume Off Fast Flash","4906-5215|VOFF",0,3.8000000000000002E-4,0,5.4250000000000001E-3,0,0.38,5.4249999999999998,null,1]
[3,24,null,"      MX Sounder Beacon Volume Off Slow Flash","4906-5215|VOSF",null,null,null,null,null,null,null,null,null,null,null,null,null,null,null,null,null,null,null,null,null,null,null,0,null,"MX Sounder Beacon Volume Off Slow Flash","4906-5215|VOSF",0,3.8000000000000002E-4,0,3.3E-3,0,0.38,3.3,null,1]
[1,0,"-","ADDRESSABLE NOTIFICATION",0,null,null,null,null,null,null,null,null,null,null,null,null,null,null,null,null,null,null,null,null,null,null,null,0,{"$f":"IF(SUM(AG758:AG1576)>0,\"h\",\"\")","v":"h"},"ADDRESSABLE NOTIFICATION",null,0,"header","header","header","header"]
[2,0,"-",{"$f":"REPT(\"   \",A759-1)&AE759","v":"   IDNAC REPEATER CIRCUIT LOADS"},{"$f":"AF759","v":0},null,null,null,null,null,null,null,null,null,null,null,null,null,null,null,null,null,null,null,null,null,null,null,{"$f":"SUM(G759:W759)","v":0},null,"IDNAC REPEATER CIRCUIT LOADS",null,0,{"$f":"AL759/1000","v":0},{"$f":"AG759*AH759","v":0},{"$f":"AM759/1000","v":0},{"$f":"AG759*AJ759","v":0}]
[3,1,"★","      Number of IDNAC Repeaters on IDNAC Circuits",0,null,null,null,null,null,null,null,null,null,null,null,null,null,null,null,null,null,null,null,null,null,null,null,0,null,"Number of IDNAC Repeaters on IDNAC Circuits",null,0,{"$f":"AL760/1000","v":3.2000000000000002E-3},{"$f":"AG760*AH760","v":0},{"$f":"AM760/1000","v":0},{"$f":"AG760*AJ760","v":0},3.2,0]
[2,0,"-","   ADDRESSABLE APPLIANCES",0,null,null,null,null,null,null,null,null,null,null,null,null,null,null,null,null,null,null,null,null,null,null,null,0,null,"ADDRESSABLE APPLIANCES",null,0,{"$f":"AL761/1000","v":0},0,{"$f":"AM761/1000","v":0},0]
[3,0,"+","      WALL HORN",0,null,null,null,null,null,null,null,null,null,null,null,null,null,null,null,null,null,null,null,null,null,null,null,0,null,"WALL HORN",null,0,0,0,0,0]
[4,1,"★","         Wall Horn","49AO-APPLW|Horn",null,null,null,null,null,null,null,null,null,null,null,null,null,null,null,null,null,null,null,null,null,null,null,0,null,"Wall Horn","49AO-APPLW|Horn",0,8.0000000000000004E-4,0,2.3E-2,0,0.8,23]
[4,2,null,"         Wall Horn Buy America","49AO-APPLW-BA|Horn",null,null,null,null,null,null,null,null,null,null,null,null,null,null,null,null,null,null,null,null,null,null,null,0,null,"Wall Horn Buy America","49AO-APPLW-BA|Horn",0,8.0000000000000004E-4,0,2.3E-2,0,0.8,23]
[4,3,null,{"$f":"REPT(\"   \",A765-1)&AE765","v":"         Wall Horn Red Fire"},{"$f":"AF765","v":"49AO-WRF|Horn"},null,null,null,null,null,null,null,null,null,null,null,null,null,null,null,null,null,null,null,null,null,null,null,{"$f":"SUM(G765:W765)","v":0},null,"Wall Horn Red Fire","49AO-WRF|Horn",0,{"$f":"AL765/1000","v":8.0000000000000004E-4},{"$f":"AG765*AH765","v":0},{"$f":"AM765/1000","v":2.7E-2},{"$f":"AG765*AJ765","v":0},0.8,27]
[4,4,null,"         Wall Horn Red Fire Buy America","49AO-WRF-BA|Horn",null,null,null,null,null,null,null,null,null,null,null,null,null,null,null,null,null,null,null,null,null,null,null,0,null,"Wall Horn Red Fire Buy America","49AO-WRF-BA|Horn",0,8.0000000000000004E-4,0,2.7E-2,0,0.8,27]
[4,5,null,"         Wall Horn Red Feu","49AO-WRQ|Horn",null,null,null,null,null,null,null,null,null,null,null,null,null,null,null,null,null,null,null,null,null,null,null,0,null,"Wall Horn Red Feu","49AO-WRQ|Horn",0,8.0000000000000004E-4,0,2.7E-2,0,0.8,27]
[4,6,null,{"$f":"REPT(\"   \",A768-1)&AE768","v":"         Wall Horn Red Logo Only"},{"$f":"AF768","v":"49AO-WRS|Horn"},null,null,null,null,null,null,null,null,null,null,null,null,null,null,null,null,null,null,null,null,null,null,null,{"$f":"SUM(G768:W768)","v":0},null,"Wall Horn Red Logo Only","49AO-WRS|Horn",0,{"$f":"AL768/1000","v":8.0000000000000004E-4},{"$f":"AG768*AH768","v":0},{"$f":"AM768/1000","v":2.7E-2},{"$f":"AG768*AJ768","v":0},0.8,27]
[4,7,null,"         Wall Horn White Fire","49AO-WWF|Horn",null,null,null,null,null,null,null,null,null,null,null,null,null,null,null,null,null,null,null,null,null,null,null,0,null,"Wall Horn White Fire","49AO-WWF|Horn",0,8.0000000000000004E-4,0,2.7E-2,0,0.8,27]
[4,8,null,{"$f":"REPT(\"   \",A770-1)&AE770","v":"         Wall Horn White Fire Buy America"},{"$f":"AF770","v":"49AO-WWF-BA|Horn"},null,null,null,null,null,null,null,null,null,null,null,null,null,null,null,null,null,null,null,null,null,null,null,{"$f":"SUM(G770:W770)","v":0},null,"Wall Horn White Fire Buy America","49AO-WWF-BA|Horn",0,{"$f":"AL770/1000","v":8.0000000000000004E-4},{"$f":"AG770*AH770","v":0},{"$f":"AM770/1000","v":2.7E-2},{"$f":"AG770*AJ770","v":0},0.8,27]
[4,9,null,"         59 Series Wall Horn Red","59AO-APPLWR|Horn",null,null,null,null,null,null,null,null,null,null,null,null,null,null,null,null,null,null,null,null,null,null,null,0,null,"59 Series Wall Horn Red","59AO-APPLWR|Horn",0,8.0000000000000004E-4,{"$f":"AG771*AH771","v":0},2.7E-2,{"$f":"AG771*AJ771","v":0},0.8,27]
[4,10,null,"         59 Series Wall Horn Red WP","59AO-APPLWR-O|Horn",null,null,null,null,null,null,null,null,null,null,null,null,null,null,null,null,null,null,null,null,null,null,null,0,null,"59 Series Wall Horn Red WP","59AO-APPLWR-O|Horn",0,8.0000000000000004E-4,0,2.7E-2,0,0.8,27]
[4,11,null,"         59 Series Wall Horn White","59AO-APPLWW|Horn",null,null,null,null,null,null,null,null,null,null,null,null,null,null,null,null,null,null,null,null,null,null,null,0,null,"59 Series Wall Horn White","59AO-APPLWW|Horn",0,8.0000000000000004E-4,0,2.7E-2,0,0.8,27]
[4,{"$f":"IF(OR(C774=\"+\",C774=\"-\"),0,B773+1)","v":12},null,"         59 Series Wall Horn White WP","59AO-APPLWW-O|Horn",null,null,null,null,null,null,null,null,null,null,null,null,null,null,null,null,null,null,null,null,null,null,null,0,null,"59 Series Wall Horn White WP","59AO-APPLWW-O|Horn",0,8.0000000000000004E-4,0,2.7E-2,0,0.8,27]
[3,0,"-","      WALL HORN STROBE XENON",0,null,null,null,null,null,null,null,null,null,null,null,null,null,null,null,null,null,null,null,null,null,null,null,0,null,"WALL HORN STROBE XENON",null,0,0,0,0,0]
[4,1,"★","         Wall Horn Strobe","49AV-APPLW|15 cd",null,null,null,null,null,null,null,null,null,null,null,null,null,null,null,null,null,null,null,null,null,null,null,0,null,"Wall Horn Strobe","49AV-APPLW|15 cd",0,8.0000000000000004E-4,0,5.8999999999999997E-2,0,0.8,59]
[4,2,"★","         Wall Horn Strobe","49AV-APPLW|30 cd",null,null,null,null,null,null,null,null,null,null,null,null,null,null,null,null,null,null,null,null,null,null,null,0,null,"Wall Horn Strobe","49AV-APPLW|30 cd",0,8.0000000000000004E-4,0,6.7000000000000004E-2,0,0.8,67]
[4,3,"★","         Wall Horn Strobe","49AV-APPLW|75 cd",null,null,null,null,null,null,null,null,null,null,null,null,null,null,null,null,null,null,null,null,null,null,null,0,null,"Wall Horn Strobe","49AV-APPLW|75 cd",0,8.0000000000000004E-4,0,0.107,0,0.8,107]
[4,4,"★","         Wall Horn Strobe","49AV-APPLW|110 cd",null,null,null,null,null,null,null,null,null,null,null,null,null,null,null,null,null,null,null,null,null,null,null,0,null,"Wall Horn Strobe","49AV-APPLW|110 cd",0,8.0000000000000004E-4,0,0.13900000000000001,0,0.8,139]
[4,5,"★","         Wall Horn Strobe","49AV-APPLW|135 cd",null,null,null,null,null,null,null,null,null,null,null,null,null,null,null,null,null,null,null,null,null,null,null,0,null,"Wall Horn Strobe","49AV-APPLW|135 cd",0,8.0000000000000004E-4,0,0.16600000000000001,0,0.8,166]
[4,6,"★","         Wall Horn Strobe","49AV-APPLW|185 cd",null,null,null,null,null,null,null,null,null,null,null,null,null,null,null,null,null,null,null,null,null,null,null,0,null,"Wall Horn Strobe","49AV-APPLW|185 cd",0,8.0000000000000004E-4,0,0.215,0,0.8,215]
[4,7,null,"         Wall Horn Strobe Buy America","49AV-APPLW-BA|15 cd",null,null,null,null,null,null,null,null,null,null,null,null,null,null,null,null,null,null,null,null,null,null,null,0,null,"Wall Horn Strobe Buy America","49AV-APPLW-BA|15 cd",0,8.0000000000000004E-4,0,5.8999999999999997E-2,0,0.8,59]
[4,8,null,"         Wall Horn Strobe Buy America","49AV-APPLW-BA|30 cd",null,null,null,null,null,null,null,null,null,null,null,null,null,null,null,null,null,null,null,null,null,null,null,0,null,"Wall Horn Strobe Buy America","49AV-APPLW-BA|30 cd",0,8.0000000000000004E-4,0,6.7000000000000004E-2,0,0.8,67]
[4,9,null,"         Wall Horn Strobe Buy America","49AV-APPLW-BA|75 cd",null,null,null,null,null,null,null,null,null,null,null,null,null,null,null,null,null,null,null,null,null,null,null,0,null,"Wall Horn Strobe Buy America","49AV-APPLW-BA|75 cd",0,8.0000000000000004E-4,0,0.107,0,0.8,107]
[4,10,null,"         Wall Horn Strobe Buy America","49AV-APPLW-BA|110 cd",null,null,null,null,null,null,null,null,null,null,null,null,null,null,null,null,null,null,null,null,null,null,null,0,null,"Wall Horn Strobe Buy America","49AV-APPLW-BA|110 cd",0,8.0000000000000004E-4,0,0.13900000000000001,0,0.8,139]
[4,11,null,"         Wall Horn Strobe Buy America","49AV-APPLW-BA|135 cd",null,null,null,null,null,null,null,null,null,null,null,null,null,null,null,null,null,null,null,null,null,null,null,0,null,"Wall Horn Strobe Buy America","49AV-APPLW-BA|135 cd",0,8.0000000000000004E-4,0,0.16600000000000001,0,0.8,166]
[4,12,null,"         Wall Horn Strobe Buy America","49AV-APPLW-BA|185 cd",null,null,null,null,null,null,null,null,null,null,null,null,null,null,null,null,null,null,null,null,null,null,null,0,null,"Wall Horn Strobe Buy America","49AV-APPLW-BA|185 cd",0,8.0000000000000004E-4,0,0.215,0,0.8,215]
[4,13,"★","         Wall Horn Strobe WP","49AV-APPLW-O|15 cd",null,null,null,null,null,null,null,null,null,null,null,null,null,null,null,null,null,null,null,null,null,null,null,0,null,"Wall Horn Strobe WP","49AV-APPLW-O|15 cd",0,8.0000000000000004E-4,0,0.08,0,0.8,80]
[4,14,"★","         Wall Horn Strobe WP","49AV-APPLW-O|75 cd",null,null,null,null,null,null,null,null,null,null,null,null,null,null,null,null,null,null,null,null,null,null,null,0,null,"Wall Horn Strobe WP","49AV-APPLW-O|75 cd",0,8.0000000000000004E-4,0,0.16500000000000001,0,0.8,165]
[4,15,"★","         Wall Horn Strobe WP","49AV-APPLW-O|WP75 cd 32-150°F",null,null,null,null,null,null,null,null,null,null,null,null,null,null,null,null,null,null,null,null,null,null,null,0,null,"Wall Horn Strobe WP","49AV-APPLW-O|WP75 cd 32-150°F",0,8.0000000000000004E-4,0,0.16300000000000001,0,0.8,163]
[4,16,"★","         Wall Horn Strobe WP","49AV-APPLW-O|WP185 cd 32-150°F",null,null,null,null,null,null,null,null,null,null,null,null,null,null,null,null,null,null,null,null,null,null,null,{"$f":"SUM(G791:W791)","v":0},null,"Wall Horn Strobe WP","49AV-APPLW-O|WP185 cd 32-150°F",0,8.0000000000000004E-4,0,0.189,0,0.8,189]
[4,17,"★","         Wall Horn Strobe WP","49AV-APPLW-O|WP75 cd -31-32°F",null,null,null,null,null,null,null,null,null,null,null,null,null,null,null,null,null,null,null,null,null,null,null,0,null,"Wall Horn Strobe WP","49AV-APPLW-O|WP75 cd -31-32°F",0,8.0000000000000004E-4,0,0.23799999999999999,0,0.8,238]
[4,18,"★","         Wall Horn Strobe WP","49AV-APPLW-O|WP185 cd -31-32°F",null,null,null,null,null,null,null,null,null,null,null,null,null,null,null,null,null,null,null,null,null,null,null,0,null,"Wall Horn Strobe WP","49AV-APPLW-O|WP185 cd -31-32°F",0,8.0000000000000004E-4,0,0.27400000000000002,0,0.8,274]
[4,19,null,"         Wall Horn Strobe WP Buy America",{"$f":"AF794","v":"49AV-APPLW-O-BA|15 cd"},null,null,null,null,null,null,null,null,null,null,null,null,null,null,null,null,null,null,null,null,null,null,null,0,null,"Wall Horn Strobe WP Buy America","49AV-APPLW-O-BA|15 cd",0,8.0000000000000004E-4,0,0.08,0,0.8,80]
[4,20,null,"         Wall Horn Strobe WP Buy America","49AV-APPLW-O-BA|75 cd",null,null,null,null,null,null,null,null,null,null,null,null,null,null,null,null,null,null,null,null,null,null,null,0,null,"Wall Horn Strobe WP Buy America","49AV-APPLW-O-BA|75 cd",0,8.0000000000000004E-4,0,0.16500000000000001,0,0.8,165]
[4,21,null,"         Wall Horn Strobe WP Buy America","49AV-APPLW-O-BA|WP75 cd 32-150°F",null,null,null,null,null,null,null,null,null,null,null,null,null,null,null,null,null,null,null,null,null,null,null,0,null,"Wall Horn Strobe WP Buy America","49AV-APPLW-O-BA|WP75 cd 32-150°F",0,8.0000000000000004E-4,0,0.16300000000000001,0,0.8,163]
[4,22,null,"         Wall Horn Strobe WP Buy America","49AV-APPLW-O-BA|WP185 cd 32-150°F",null,null,null,null,null,null,null,null,null,null,null,null,null,null,null,null,null,null,null,null,null,null,null,0,null,"Wall Horn Strobe WP Buy America","49AV-APPLW-O-BA|WP185 cd 32-150°F",0,8.0000000000000004E-4,0,0.189,0,0.8,189]
[4,23,null,"         Wall Horn Strobe WP Buy America","49AV-APPLW-O-BA|WP75 cd -31-32°F",null,null,null,null,null,null,null,null,null,null,null,null,null,null,null,null,null,null,null,null,null,null,null,0,null,"Wall Horn Strobe WP Buy America","49AV-APPLW-O-BA|WP75 cd -31-32°F",0,8.0000000000000004E-4,0,0.23799999999999999,0,0.8,238]
[4,24,null,"         Wall Horn Strobe WP Buy America","49AV-APPLW-O-BA|WP185 cd -31-32°F",null,null,null,null,null,null,null,null,null,null,null,null,null,null,null,null,null,null,null,null,null,null,null,0,null,"Wall Horn Strobe WP Buy America","49AV-APPLW-O-BA|WP185 cd -31-32°F",0,8.0000000000000004E-4,0,0.27400000000000002,0,0.8,274]
[4,25,null,"         Wall Horn Strobe WP ULC","49AV-APPLW-CO|20 cd",null,null,null,null,null,null,null,null,null,null,null,null,null,null,null,null,null,null,null,null,null,null,null,0,null,"Wall Horn Strobe WP ULC","49AV-APPLW-CO|20 cd",0,8.0000000000000004E-4,0,0.161,0,0.8,161]
[4,26,null,"         Wall Horn Strobe WP ULC","49AV-APPLW-CO|30 cd",null,null,null,null,null,null,null,null,null,null,null,null,null,null,null,null,null,null,null,null,null,null,null,0,null,"Wall Horn Strobe WP ULC","49AV-APPLW-CO|30 cd",0,8.0000000000000004E-4,0,0.16500000000000001,0,0.8,165]
[4,27,null,"         Wall Horn Strobe WP ULC","49AV-APPLW-CO|75 cd",null,null,null,null,null,null,null,null,null,null,null,null,null,null,null,null,null,null,null,null,null,null,null,0,null,"Wall Horn Strobe WP ULC","49AV-APPLW-CO|75 cd",0,8.0000000000000004E-4,0,0.18099999999999999,0,0.8,181]
[4,28,"★",{"$f":"REPT(\"   \",A803-1)&AE803","v":"         Wall Horn Strobe Red Fire"},"49AV-WRF|15 cd",null,null,null,null,null,null,null,null,null,null,null,null,null,null,null,null,null,null,null,null,null,null,null,0,null,"Wall Horn Strobe Red Fire","49AV-WRF|15 cd",0,{"$f":"AL803/1000","v":8.0000000000000004E-4},{"$f":"AG803*AH803","v":0},{"$f":"AM803/1000","v":5.8999999999999997E-2},{"$f":"AG803*AJ803","v":0},0.8,59]
[4,29,"★","         Wall Horn Strobe Red Fire","49AV-WRF|30 cd",null,null,null,3,null,null,null,null,null,null,null,null,null,null,null,null,null,null,null,null,null,null,null,3,null,"Wall Horn Strobe Red Fire","49AV-WRF|30 cd",3,8.0000000000000004E-4,2.4000000000000002E-3,6.7000000000000004E-2,0.20100000000000001,0.8,67]
[4,30,"★","         Wall Horn Strobe Red Fire","49AV-WRF|75 cd",null,null,null,null,null,null,null,null,null,null,null,null,null,null,null,null,null,null,null,null,null,null,null,0,null,"Wall Horn Strobe Red Fire","49AV-WRF|75 cd",0,8.0000000000000004E-4,0,0.107,0,0.8,107]
[4,31,"★","         Wall Horn Strobe Red Fire","49AV-WRF|110 cd",null,null,null,null,null,null,null,null,null,null,null,null,null,null,null,null,null,null,null,null,null,null,null,0,null,"Wall Horn Strobe Red Fire","49AV-WRF|110 cd",0,8.0000000000000004E-4,0,0.13900000000000001,0,0.8,139]
[4,32,"★","         Wall Horn Strobe Red Fire","49AV-WRF|135 cd",null,null,null,null,null,null,null,null,null,null,null,null,null,null,null,null,null,null,null,null,null,null,null,0,null,"Wall Horn Strobe Red Fire","49AV-WRF|135 cd",0,8.0000000000000004E-4,0,0.16600000000000001,0,0.8,166]
[4,33,"★","         Wall Horn Strobe Red Fire","49AV-WRF|185 cd",null,null,null,null,null,null,null,null,null,null,null,null,null,null,null,null,null,null,null,null,null,null,null,0,null,"Wall Horn Strobe Red Fire","49AV-WRF|185 cd",0,8.0000000000000004E-4,0,0.215,0,0.8,215]
[4,34,null,{"$f":"REPT(\"   \",A809-1)&AE809","v":"         Wall Horn Strobe Red Fire Buy America"},{"$f":"AF809","v":"49AV-WRF-BA|15 cd"},null,null,null,null,null,null,null,null,null,null,null,null,null,null,null,null,null,null,null,null,null,null,null,{"$f":"SUM(G809:W809)","v":0},null,"Wall Horn Strobe Red Fire Buy America","49AV-WRF-BA|15 cd",0,{"$f":"AL809/1000","v":8.0000000000000004E-4},{"$f":"AG809*AH809","v":0},{"$f":"AM809/1000","v":5.8999999999999997E-2},{"$f":"AG809*AJ809","v":0},0.8,59]
[4,35,null,"         Wall Horn Strobe Red Fire Buy America","49AV-WRF-BA|30 cd",null,null,null,null,null,null,null,null,null,null,null,null,null,null,null,null,null,null,null,null,null,null,null,0,null,"Wall Horn Strobe Red Fire Buy America","49AV-WRF-BA|30 cd",0,8.0000000000000004E-4,0,6.7000000000000004E-2,0,0.8,67]
[4,36,null,"         Wall Horn Strobe Red Fire Buy America","49AV-WRF-BA|75 cd",null,null,null,null,null,null,null,null,null,null,null,null,null,null,null,null,null,null,null,null,null,null,null,0,null,"Wall Horn Strobe Red Fire Buy America","49AV-WRF-BA|75 cd",0,8.0000000000000004E-4,0,0.107,0,0.8,107]
[4,37,null,"         Wall Horn Strobe Red Fire Buy America","49AV-WRF-BA|110 cd",null,null,null,null,null,null,null,null,null,null,null,null,null,null,null,null,null,null,null,null,null,null,null,0,null,"Wall Horn Strobe Red Fire Buy America","49AV-WRF-BA|110 cd",0,8.0000000000000004E-4,0,0.13900000000000001,0,0.8,139]
[4,38,null,"         Wall Horn Strobe Red Fire Buy America","49AV-WRF-BA|135 cd",null,null,null,null,null,null,null,null,null,null,null,null,null,null,null,null,null,null,null,null,null,null,null,0,null,"Wall Horn Strobe Red Fire Buy America","49AV-WRF-BA|135 cd",0,8.0000000000000004E-4,0,0.16600000000000001,0,0.8,166]
[4,39,null,"         Wall Horn Strobe Red Fire Buy America","49AV-WRF-BA|185 cd",null,null,null,null,null,null,null,null,null,null,null,null,null,null,null,null,null,null,null,null,null,null,null,0,null,"Wall Horn Strobe Red Fire Buy America","49AV-WRF-BA|185 cd",0,8.0000000000000004E-4,0,0.215,0,0.8,215]
[4,40,null,{"$f":"REPT(\"   \",A815-1)&AE815","v":"         Wall Horn Strobe Red Feu"},{"$f":"AF815","v":"49AV-WRQ|15 cd"},null,null,null,null,null,null,null,null,null,null,null,null,null,null,null,null,null,null,null,null,null,null,null,{"$f":"SUM(G815:W815)","v":0},null,"Wall Horn Strobe Red Feu","49AV-WRQ|15 cd",0,{"$f":"AL815/1000","v":8.0000000000000004E-4},{"$f":"AG815*AH815","v":0},{"$f":"AM815/1000","v":5.8999999999999997E-2},{"$f":"AG815*AJ815","v":0},0.8,59]
[4,41,null,"         Wall Horn Strobe Red Feu","49AV-WRQ|30 cd",null,null,null,null,null,null,null,null,null,null,null,null,null,null,null,null,null,null,null,null,null,null,null,0,null,"Wall Horn Strobe Red Feu","49AV-WRQ|30 cd",0,8.0000000000000004E-4,0,6.7000000000000004E-2,0,0.8,67]
[4,42,null,"         Wall Horn Strobe Red Feu","49AV-WRQ|75 cd",null,null,null,null,null,null,null,null,null,null,null,null,null,null,null,null,null,null,null,null,null,null,null,0,null,"Wall Horn Strobe Red Feu","49AV-WRQ|75 cd",0,8.0000000000000004E-4,0,0.107,0,0.8,107]
[4,43,null,"         Wall Horn Strobe Red Feu","49AV-WRQ|110 cd",null,null,null,null,null,null,null,null,null,null,null,null,null,null,null,null,null,null,null,null,null,null,null,0,null,"Wall Horn Strobe Red Feu","49AV-WRQ|110 cd",0,8.0000000000000004E-4,0,0.13900000000000001,0,0.8,139]
[4,44,null,"         Wall Horn Strobe Red Feu","49AV-WRQ|135 cd",null,null,null,null,null,null,null,null,null,null,null,null,null,null,null,null,null,null,null,null,null,null,null,0,null,"Wall Horn Strobe Red Feu","49AV-WRQ|135 cd",0,8.0000000000000004E-4,0,0.16600000000000001,0,0.8,166]
[4,45,null,"         Wall Horn Strobe Red Feu","49AV-WRQ|185 cd",null,null,null,null,null,null,null,null,null,null,null,null,null,null,null,null,null,null,null,null,null,null,null,0,null,"Wall Horn Strobe Red Feu","49AV-WRQ|185 cd",0,8.0000000000000004E-4,0,0.215,0,0.8,215]
[4,46,null,{"$f":"REPT(\"   \",A821-1)&AE821","v":"         Wall Horn Strobe Red Feu Buy America"},{"$f":"AF821","v":"49AV-WRQ-BA|15 cd"},null,null,null,null,null,null,null,null,null,null,null,null,null,null,null,null,null,null,null,null,null,null,null,{"$f":"SUM(G821:W821)","v":0},null,"Wall Horn Strobe Red Feu Buy America","49AV-WRQ-BA|15 cd",0,{"$f":"AL821/1000","v":8.0000000000000004E-4},{"$f":"AG821*AH821","v":0},{"$f":"AM821/1000","v":5.8999999999999997E-2},{"$f":"AG821*AJ821","v":0},0.8,59]
[4,47,null,"         Wall Horn Strobe Red Feu Buy America","49AV-WRQ-BA|30 cd",null,null,null,null,null,null,null,null,null,null,null,null,null,null,null,null,null,null,null,null,null,null,null,0,null,"Wall Horn Strobe Red Feu Buy America","49AV-WRQ-BA|30 cd",0,8.0000000000000004E-4,0,6.7000000000000004E-2,0,0.8,67]
[4,48,null,"         Wall Horn Strobe Red Feu Buy America","49AV-WRQ-BA|75 cd",null,null,null,null,null,null,null,null,null,null,null,null,null,null,null,null,null,null,null,null,null,null,null,0,null,"Wall Horn Strobe Red Feu Buy America","49AV-WRQ-BA|75 cd",0,8.0000000000000004E-4,0,0.107,0,0.8,107]
[4,49,null,"         Wall Horn Strobe Red Feu Buy America","49AV-WRQ-BA|110 cd",null,null,null,null,null,null,null,null,null,null,null,null,null,null,null,null,null,null,null,null,null,null,null,0,null,"Wall Horn Strobe Red Feu Buy America","49AV-WRQ-BA|110 cd",0,8.0000000000000004E-4,0,0.13900000000000001,0,0.8,139]
[4,50,null,"         Wall Horn Strobe Red Feu Buy America","49AV-WRQ-BA|135 cd",null,null,null,null,null,null,null,null,null,null,null,null,null,null,null,null,null,null,null,null,null,null,null,0,null,"Wall Horn Strobe Red Feu Buy America","49AV-WRQ-BA|135 cd",0,8.0000000000000004E-4,0,0.16600000000000001,0,0.8,166]
[4,51,null,"         Wall Horn Strobe Red Feu Buy America","49AV-WRQ-BA|185 cd",null,null,null,null,null,null,null,null,null,null,null,null,null,null,null,null,null,null,null,null,null,null,null,0,null,"Wall Horn Strobe Red Feu Buy America","49AV-WRQ-BA|185 cd",0,8.0000000000000004E-4,0,0.215,0,0.8,215]
[4,52,null,{"$f":"REPT(\"   \",A827-1)&AE827","v":"         Wall Horn Strobe Red Logo Only"},{"$f":"AF827","v":"49AV-WRS|15 cd"},null,null,null,null,null,null,null,null,null,null,null,null,null,null,null,null,null,null,null,null,null,null,null,{"$f":"SUM(G827:W827)","v":0},null,"Wall Horn Strobe Red Logo Only","49AV-WRS|15 cd",0,{"$f":"AL827/1000","v":8.0000000000000004E-4},{"$f":"AG827*AH827","v":0},{"$f":"AM827/1000","v":5.8999999999999997E-2},{"$f":"AG827*AJ827","v":0},0.8,59]
[4,53,null,"         Wall Horn Strobe Red Logo Only","49AV-WRS|30 cd",null,null,null,null,null,null,null,null,null,null,null,null,null,null,null,null,null,null,null,null,null,null,null,0,null,"Wall Horn Strobe Red Logo Only","49AV-WRS|30 cd",0,8.0000000000000004E-4,0,6.7000000000000004E-2,0,0.8,67]
[4,54,null,"         Wall Horn Strobe Red Logo Only","49AV-WRS|75 cd",null,null,null,null,null,null,null,null,null,null,null,null,null,null,null,null,null,null,null,null,null,null,null,0,null,"Wall Horn Strobe Red Logo Only","49AV-WRS|75 cd",0,8.0000000000000004E-4,0,0.107,0,0.8,107]
[4,55,null,"         Wall Horn Strobe Red Logo Only","49AV-WRS|110 cd",null,null,null,null,null,null,null,null,null,null,null,null,null,null,null,null,null,null,null,null,null,null,null,0,null,"Wall Horn Strobe Red Logo Only","49AV-WRS|110 cd",0,8.0000000000000004E-4,0,0.13900000000000001,0,0.8,139]
[4,56,null,"         Wall Horn Strobe Red Logo Only","49AV-WRS|135 cd",null,null,null,null,null,null,null,null,null,null,null,null,null,null,null,null,null,null,null,null,null,null,null,0,null,"Wall Horn Strobe Red Logo Only","49AV-WRS|135 cd",0,8.0000000000000004E-4,0,0.16600000000000001,0,0.8,166]
[4,57,null,"         Wall Horn Strobe Red Logo Only","49AV-WRS|185 cd",null,null,null,null,null,null,null,null,null,null,null,null,null,null,null,null,null,null,null,null,null,null,null,0,null,"Wall Horn Strobe Red Logo Only","49AV-WRS|185 cd",0,8.0000000000000004E-4,0,0.215,0,0.8,215]
[4,58,null,{"$f":"REPT(\"   \",A833-1)&AE833","v":"         Wall Horn Strobe Red Logo Only BA"},{"$f":"AF833","v":"49AV-WRS-BA|15 cd"},null,null,null,null,null,null,null,null,null,null,null,null,null,null,null,null,null,null,null,null,null,null,null,{"$f":"SUM(G833:W833)","v":0},null,"Wall Horn Strobe Red Logo Only BA","49AV-WRS-BA|15 cd",0,{"$f":"AL833/1000","v":8.0000000000000004E-4},{"$f":"AG833*AH833","v":0},{"$f":"AM833/1000","v":5.8999999999999997E-2},{"$f":"AG833*AJ833","v":0},0.8,59]
[4,59,null,"         Wall Horn Strobe Red Logo Only BA","49AV-WRS-BA|30 cd",null,null,null,null,null,null,null,null,null,null,null,null,null,null,null,null,null,null,null,null,null,null,null,0,null,"Wall Horn Strobe Red Logo Only BA","49AV-WRS-BA|30 cd",0,8.0000000000000004E-4,0,6.7000000000000004E-2,0,0.8,67]
[4,60,null,"         Wall Horn Strobe Red Logo Only BA","49AV-WRS-BA|75 cd",null,null,null,null,null,null,null,null,null,null,null,null,null,null,null,null,null,null,null,null,null,null,null,0,null,"Wall Horn Strobe Red Logo Only BA","49AV-WRS-BA|75 cd",0,8.0000000000000004E-4,0,0.107,0,0.8,107]
[4,61,null,"         Wall Horn Strobe Red Logo Only BA","49AV-WRS-BA|110 cd",null,null,null,null,null,null,null,null,null,null,null,null,null,null,null,null,null,null,null,null,null,null,null,0,null,"Wall Horn Strobe Red Logo Only BA","49AV-WRS-BA|110 cd",0,8.0000000000000004E-4,0,0.13900000000000001,0,0.8,139]
[4,62,null,"         Wall Horn Strobe Red Logo Only BA","49AV-WRS-BA|135 cd",null,null,null,null,null,null,null,null,null,null,null,null,null,null,null,null,null,null,null,null,null,null,null,0,null,"Wall Horn Strobe Red Logo Only BA","49AV-WRS-BA|135 cd",0,8.0000000000000004E-4,0,0.16600000000000001,0,0.8,166]
[4,{"$f":"IF(OR(C838=\"+\",C838=\"-\"),0,B837+1)","v":63},null,"         Wall Horn Strobe Red Logo Only BA","49AV-WRS-BA|185 cd",null,null,null,null,null,null,null,null,null,null,null,null,null,null,null,null,null,null,null,null,null,null,null,0,null,"Wall Horn Strobe Red Logo Only BA","49AV-WRS-BA|185 cd",0,8.0000000000000004E-4,0,0.215,0,0.8,215]
[4,64,null,{"$f":"REPT(\"   \",A839-1)&AE839","v":"         Wall Horn Strobe White Fire"},{"$f":"AF839","v":"49AV-WWF|15 cd"},null,null,null,null,null,null,null,null,null,null,null,null,null,null,null,null,null,null,null,null,null,null,null,{"$f":"SUM(G839:W839)","v":0},null,"Wall Horn Strobe White Fire","49AV-WWF|15 cd",0,{"$f":"AL839/1000","v":8.0000000000000004E-4},{"$f":"AG839*AH839","v":0},{"$f":"AM839/1000","v":5.8999999999999997E-2},{"$f":"AG839*AJ839","v":0},0.8,59]
[4,65,null,"         Wall Horn Strobe White Fire","49AV-WWF|30 cd",null,null,null,null,null,null,null,null,null,null,null,null,null,null,null,null,null,null,null,null,null,null,null,0,null,"Wall Horn Strobe White Fire","49AV-WWF|30 cd",0,8.0000000000000004E-4,0,6.7000000000000004E-2,0,0.8,67]
[4,66,null,"         Wall Horn Strobe White Fire","49AV-WWF|75 cd",null,null,null,null,null,null,null,null,null,null,null,null,null,null,null,null,null,null,null,null,null,null,null,0,null,"Wall Horn Strobe White Fire","49AV-WWF|75 cd",0,8.0000000000000004E-4,0,0.107,0,0.8,107]
[4,67,null,"         Wall Horn Strobe White Fire","49AV-WWF|110 cd",null,null,null,null,null,null,null,null,null,null,null,null,null,null,null,null,null,null,null,null,null,null,null,0,null,"Wall Horn Strobe White Fire","49AV-WWF|110 cd",0,8.0000000000000004E-4,0,0.13900000000000001,0,0.8,139]
[4,68,null,"         Wall Horn Strobe White Fire","49AV-WWF|135 cd",null,null,null,null,null,null,null,null,null,null,null,null,null,null,null,null,null,null,null,null,null,null,null,0,null,"Wall Horn Strobe White Fire","49AV-WWF|135 cd",0,8.0000000000000004E-4,0,0.16600000000000001,0,0.8,166]
[4,69,null,"         Wall Horn Strobe White Fire","49AV-WWF|185 cd",null,null,null,null,null,null,null,null,null,null,null,null,null,null,null,null,null,null,null,null,null,null,null,0,null,"Wall Horn Strobe White Fire","49AV-WWF|185 cd",0,8.0000000000000004E-4,0,0.215,0,0.8,215]
[4,70,null,{"$f":"REPT(\"   \",A845-1)&AE845","v":"         Wall Horn Strobe White Fire Buy America"},{"$f":"AF845","v":"49AV-WWF-BA|15 cd"},null,null,null,null,null,null,null,null,null,null,null,null,null,null,null,null,null,null,null,null,null,null,null,{"$f":"SUM(G845:W845)","v":0},null,"Wall Horn Strobe White Fire Buy America","49AV-WWF-BA|15 cd",0,{"$f":"AL845/1000","v":8.0000000000000004E-4},{"$f":"AG845*AH845","v":0},{"$f":"AM845/1000","v":5.8999999999999997E-2},{"$f":"AG845*AJ845","v":0},0.8,59]
[4,71,null,"         Wall Horn Strobe White Fire Buy America","49AV-WWF-BA|30 cd",null,null,null,null,null,null,null,null,null,null,null,null,null,null,null,null,null,null,null,null,null,null,null,0,null,"Wall Horn Strobe White Fire Buy America","49AV-WWF-BA|30 cd",0,8.0000000000000004E-4,0,6.7000000000000004E-2,0,0.8,67]
[4,72,null,"         Wall Horn Strobe White Fire Buy America","49AV-WWF-BA|75 cd",null,null,null,null,null,null,null,null,null,null,null,null,null,null,null,null,null,null,null,null,null,null,null,0,null,"Wall Horn Strobe White Fire Buy America","49AV-WWF-BA|75 cd",0,8.0000000000000004E-4,0,0.107,0,0.8,107]
[4,73,null,"         Wall Horn Strobe White Fire Buy America","49AV-WWF-BA|110 cd",null,null,null,null,null,null,null,null,null,null,null,null,null,null,null,null,null,null,null,null,null,null,null,0,null,"Wall Horn Strobe White Fire Buy America","49AV-WWF-BA|110 cd",0,8.0000000000000004E-4,0,0.13900000000000001,0,0.8,139]
[4,74,null,"         Wall Horn Strobe White Fire Buy America","49AV-WWF-BA|135 cd",null,null,null,null,null,null,null,null,null,null,null,null,null,null,null,null,null,null,null,null,null,null,null,0,null,"Wall Horn Strobe White Fire Buy America","49AV-WWF-BA|135 cd",0,8.0000000000000004E-4,0,0.16600000000000001,0,0.8,166]
[4,75,null,"         Wall Horn Strobe White Fire Buy America","49AV-WWF-BA|185 cd",null,null,null,null,null,null,null,null,null,null,null,null,null,null,null,null,null,null,null,null,null,null,null,0,null,"Wall Horn Strobe White Fire Buy America","49AV-WWF-BA|185 cd",0,8.0000000000000004E-4,0,0.215,0,0.8,215]
[4,76,null,{"$f":"REPT(\"   \",A851-1)&AE851","v":"         Wall Horn Strobe White Logo Only BA"},{"$f":"AF851","v":"49AV-WWS-BA|15 cd"},null,null,null,null,null,null,null,null,null,null,null,null,null,null,null,null,null,null,null,null,null,null,null,{"$f":"SUM(G851:W851)","v":0},null,"Wall Horn Strobe White Logo Only BA","49AV-WWS-BA|15 cd",0,{"$f":"AL851/1000","v":8.0000000000000004E-4},{"$f":"AG851*AH851","v":0},{"$f":"AM851/1000","v":5.8999999999999997E-2},{"$f":"AG851*AJ851","v":0},0.8,59]
[4,77,null,"         Wall Horn Strobe White Logo Only BA","49AV-WWS-BA|30 cd",null,null,null,null,null,null,null,null,null,null,null,null,null,null,null,null,null,null,null,null,null,null,null,0,null,"Wall Horn Strobe White Logo Only BA","49AV-WWS-BA|30 cd",0,8.0000000000000004E-4,0,6.7000000000000004E-2,0,0.8,67]
[4,78,null,"         Wall Horn Strobe White Logo Only BA","49AV-WWS-BA|75 cd",null,null,null,null,null,null,null,null,null,null,null,null,null,null,null,null,null,null,null,null,null,null,null,0,null,"Wall Horn Strobe White Logo Only BA","49AV-WWS-BA|75 cd",0,8.0000000000000004E-4,0,0.107,0,0.8,107]
[4,79,null,"         Wall Horn Strobe White Logo Only BA","49AV-WWS-BA|110 cd",null,null,null,null,null,null,null,null,null,null,null,null,null,null,null,null,null,null,null,null,null,null,null,0,null,"Wall Horn Strobe White Logo Only BA","49AV-WWS-BA|110 cd",0,8.0000000000000004E-4,0,0.13900000000000001,0,0.8,139]
[4,80,null,"         Wall Horn Strobe White Logo Only BA","49AV-WWS-BA|135 cd",null,null,null,null,null,null,null,null,null,null,null,null,null,null,null,null,null,null,null,null,null,null,null,0,null,"Wall Horn Strobe White Logo Only BA","49AV-WWS-BA|135 cd",0,8.0000000000000004E-4,0,0.16600000000000001,0,0.8,166]
[4,81,null,"         Wall Horn Strobe White Logo Only BA","49AV-WWS-BA|185 cd",null,null,null,null,null,null,null,null,null,null,null,null,null,null,null,null,null,null,null,null,null,null,null,0,null,"Wall Horn Strobe White Logo Only BA","49AV-WWS-BA|185 cd",0,8.0000000000000004E-4,0,0.215,0,0.8,215]
[4,82,null,"         Wall Horn Strobe Red Fire WP","49AV-WRFO|15 cd",null,null,null,null,null,null,null,null,null,null,null,null,null,null,null,null,null,null,null,null,null,null,null,0,null,"Wall Horn Strobe Red Fire WP","49AV-WRFO|15 cd",0,8.0000000000000004E-4,0,0.08,0,0.8,80]
[4,83,null,"         Wall Horn Strobe Red Fire WP","49AV-WRFO|75 cd",null,null,null,null,null,null,null,null,null,null,null,null,null,null,null,null,null,null,null,null,null,null,null,0,null,"Wall Horn Strobe Red Fire WP","49AV-WRFO|75 cd",0,8.0000000000000004E-4,0,0.16500000000000001,0,0.8,165]
[4,84,null,"         Wall Horn Strobe Red Fire WP","49AV-WRFO|WP75 cd 32-150°F",null,null,null,null,null,null,null,null,null,null,null,null,null,null,null,null,null,null,null,null,null,null,null,0,null,"Wall Horn Strobe Red Fire WP","49AV-WRFO|WP75 cd 32-150°F",0,8.0000000000000004E-4,0,0.16300000000000001,0,0.8,163]
[4,85,null,"         Wall Horn Strobe Red Fire WP","49AV-WRFO|WP185 cd 32-150°F",null,null,null,null,null,null,null,null,null,null,null,null,null,null,null,null,null,null,null,null,null,null,null,0,null,"Wall Horn Strobe Red Fire WP","49AV-WRFO|WP185 cd 32-150°F",0,8.0000000000000004E-4,0,0.189,0,0.8,189]
[4,86,null,"         Wall Horn Strobe Red Fire WP","49AV-WRFO|WP75 cd -31-32°F",null,null,null,null,null,null,null,null,null,null,null,null,null,null,null,null,null,null,null,null,null,null,null,0,null,"Wall Horn Strobe Red Fire WP","49AV-WRFO|WP75 cd -31-32°F",0,8.0000000000000004E-4,0,0.23799999999999999,0,0.8,238]
[4,87,null,"         Wall Horn Strobe Red Fire WP","49AV-WRFO|WP185 cd -31-32°F",null,null,null,null,null,null,null,null,null,null,null,null,null,null,null,null,null,null,null,null,null,null,null,0,null,"Wall Horn Strobe Red Fire WP","49AV-WRFO|WP185 cd -31-32°F",0,8.0000000000000004E-4,0,0.27400000000000002,0,0.8,274]
[4,88,null,{"$f":"REPT(\"   \",A863-1)&AE863","v":"         Wall Horn Strobe Red Fire WP BA"},{"$f":"AF863","v":"49AV-WRFO-BA|15 cd"},null,null,null,null,null,null,null,null,null,null,null,null,null,null,null,null,null,null,null,null,null,null,null,{"$f":"SUM(G863:W863)","v":0},null,"Wall Horn Strobe Red Fire WP BA","49AV-WRFO-BA|15 cd",0,{"$f":"AL863/1000","v":8.0000000000000004E-4},{"$f":"AG863*AH863","v":0},{"$f":"AM863/1000","v":0.08},{"$f":"AG863*AJ863","v":0},0.8,80]
[4,89,null,"         Wall Horn Strobe Red Fire WP BA","49AV-WRFO-BA|75 cd",null,null,null,null,null,null,null,null,null,null,null,null,null,null,null,null,null,null,null,null,null,null,null,0,null,"Wall Horn Strobe Red Fire WP BA","49AV-WRFO-BA|75 cd",0,8.0000000000000004E-4,0,0.16500000000000001,0,0.8,165]
[4,90,null,"         Wall Horn Strobe Red Fire WP BA","49AV-WRFO-BA|WP75 cd 32-150°F",null,null,null,null,null,null,null,null,null,null,null,null,null,null,null,null,null,null,null,null,null,null,null,0,null,"Wall Horn Strobe Red Fire WP BA","49AV-WRFO-BA|WP75 cd 32-150°F",0,8.0000000000000004E-4,0,0.16300000000000001,0,0.8,163]
[4,91,null,"         Wall Horn Strobe Red Fire WP BA","49AV-WRFO-BA|WP185 cd 32-150°F",null,null,null,null,null,null,null,null,null,null,null,null,null,null,null,null,null,null,null,null,null,null,null,0,null,"Wall Horn Strobe Red Fire WP BA","49AV-WRFO-BA|WP185 cd 32-150°F",0,8.0000000000000004E-4,0,0.189,0,0.8,189]
[4,92,null,"         Wall Horn Strobe Red Fire WP BA","49AV-WRFO-BA|WP75 cd -31-32°F",null,null,null,null,null,null,null,null,null,null,null,null,null,null,null,null,null,null,null,null,null,null,null,0,null,"Wall Horn Strobe Red Fire WP BA","49AV-WRFO-BA|WP75 cd -31-32°F",0,8.0000000000000004E-4,0,0.23799999999999999,0,0.8,238]
[4,93,null,"         Wall Horn Strobe Red Fire WP BA","49AV-WRFO-BA|WP185 cd -31-32°F",null,null,null,null,null,null,null,null,null,null,null,null,null,null,null,null,null,null,null,null,null,null,null,0,null,"Wall Horn Strobe Red Fire WP BA","49AV-WRFO-BA|WP185 cd -31-32°F",0,8.0000000000000004E-4,0,0.27400000000000002,0,0.8,274]
[4,94,null,{"$f":"REPT(\"   \",A869-1)&AE869","v":"         Wall Horn Strobe White Fire WP BA"},{"$f":"AF869","v":"49AV-WWFO-BA|15 cd"},null,null,null,null,null,null,null,null,null,null,null,null,null,null,null,null,null,null,null,null,null,null,null,{"$f":"SUM(G869:W869)","v":0},null,"Wall Horn Strobe White Fire WP BA","49AV-WWFO-BA|15 cd",0,{"$f":"AL869/1000","v":8.0000000000000004E-4},{"$f":"AG869*AH869","v":0},{"$f":"AM869/1000","v":0.08},{"$f":"AG869*AJ869","v":0},0.8,80]
[4,95,null,"         Wall Horn Strobe White Fire WP BA","49AV-WWFO-BA|75 cd",null,null,null,null,null,null,null,null,null,null,null,null,null,null,null,null,null,null,null,null,null,null,null,0,null,"Wall Horn Strobe White Fire WP BA","49AV-WWFO-BA|75 cd",0,8.0000000000000004E-4,0,0.16500000000000001,0,0.8,165]
[4,96,null,"         Wall Horn Strobe White Fire WP BA","49AV-WWFO-BA|WP75 cd 32-150°F",null,null,null,null,null,null,null,null,null,null,null,null,null,null,null,null,null,null,null,null,null,null,null,0,null,"Wall Horn Strobe White Fire WP BA","49AV-WWFO-BA|WP75 cd 32-150°F",0,8.0000000000000004E-4,0,0.16300000000000001,0,0.8,163]
[4,97,null,"         Wall Horn Strobe White Fire WP BA","49AV-WWFO-BA|WP185 cd 32-150°F",null,null,null,null,null,null,null,null,null,null,null,null,null,null,null,null,null,null,null,null,null,null,null,0,null,"Wall Horn Strobe White Fire WP BA","49AV-WWFO-BA|WP185 cd 32-150°F",0,8.0000000000000004E-4,0,0.189,0,0.8,189]
[4,98,null,"         Wall Horn Strobe White Fire WP BA","49AV-WWFO-BA|WP75 cd -31-32°F",null,null,null,null,null,null,null,null,null,null,null,null,null,null,null,null,null,null,null,null,null,null,null,0,null,"Wall Horn Strobe White Fire WP BA","49AV-WWFO-BA|WP75 cd -31-32°F",0,8.0000000000000004E-4,0,0.23799999999999999,0,0.8,238]
[4,99,null,"         Wall Horn Strobe White Fire WP BA","49AV-WWFO-BA|WP185 cd -31-32°F",null,null,null,null,null,null,null,null,null,null,null,null,null,null,null,null,null,null,null,null,null,null,null,0,null,"Wall Horn Strobe White Fire WP BA","49AV-WWFO-BA|WP185 cd -31-32°F",0,8.0000000000000004E-4,0,0.27400000000000002,0,0.8,274]
[4,100,null,"         Wall Horn Strobe Red Fire WP ULC","49AV-WRFO-C|20 cd",null,null,null,null,null,null,null,null,null,null,null,null,null,null,null,null,null,null,null,null,null,null,null,0,null,"Wall Horn Strobe Red Fire WP ULC","49AV-WRFO-C|20 cd",0,8.0000000000000004E-4,0,0.161,0,0.8,161]
[4,101,null,"         Wall Horn Strobe Red Fire WP ULC","49AV-WRFO-C|30 cd",null,null,null,null,null,null,null,null,null,null,null,null,null,null,null,null,null,null,null,null,null,null,null,0,null,"Wall Horn Strobe Red Fire WP ULC","49AV-WRFO-C|30 cd",0,8.0000000000000004E-4,0,0.16500000000000001,0,0.8,165]
[4,102,null,"         Wall Horn Strobe Red Fire WP ULC","49AV-WRFO-C|75 cd",null,null,null,null,null,null,null,null,null,null,null,null,null,null,null,null,null,null,null,null,null,null,null,0,null,"Wall Horn Strobe Red Fire WP ULC","49AV-WRFO-C|75 cd",0,8.0000000000000004E-4,0,0.18099999999999999,0,0.8,181]
[4,103,null,{"$f":"REPT(\"   \",A878-1)&AE878","v":"         Wall Horn Strobe Red FEU WP ULC"},{"$f":"AF878","v":"49AV-WRQO-C|20 cd"},null,null,null,null,null,null,null,null,null,null,null,null,null,null,null,null,null,null,null,null,null,null,null,{"$f":"SUM(G878:W878)","v":0},null,"Wall Horn Strobe Red FEU WP ULC","49AV-WRQO-C|20 cd",0,{"$f":"AL878/1000","v":8.0000000000000004E-4},{"$f":"AG878*AH878","v":0},{"$f":"AM878/1000","v":0.161},{"$f":"AG878*AJ878","v":0},0.8,161]
[4,104,null,"         Wall Horn Strobe Red FEU WP ULC","49AV-WRQO-C|30 cd",null,null,null,null,null,null,null,null,null,null,null,null,null,null,null,null,null,null,null,null,null,null,null,0,null,"Wall Horn Strobe Red FEU WP ULC","49AV-WRQO-C|30 cd",0,8.0000000000000004E-4,0,0.16500000000000001,0,0.8,165]
[4,105,null,"         Wall Horn Strobe Red FEU WP ULC","49AV-WRQO-C|75 cd",null,null,null,null,null,null,null,null,null,null,null,null,null,null,null,null,null,null,null,null,null,null,null,0,null,"Wall Horn Strobe Red FEU WP ULC","49AV-WRQO-C|75 cd",0,8.0000000000000004E-4,0,0.18099999999999999,0,0.8,181]
[3,0,"+","      WALL HORN STROBE LED",0,null,null,null,null,null,null,null,null,null,null,null,null,null,null,null,null,null,null,null,null,null,null,null,0,null,"WALL HORN STROBE LED",null,0,0,0,0,0]
[4,1,null,"         59 LED Wall Horn Strobe Red","59AV-APPLWR|15 cd",null,null,null,null,null,null,null,null,null,null,null,null,null,null,null,null,null,null,null,null,null,null,null,0,null,"59 LED Wall Horn Strobe Red","59AV-APPLWR|15 cd",0,8.0000000000000004E-4,0,5.0999999999999997E-2,0,0.8,51]
[4,2,null,"         59 LED Wall Horn Strobe Red","59AV-APPLWR|30 cd",null,null,null,null,null,null,null,null,null,null,null,null,null,null,null,null,null,null,null,null,null,null,null,0,null,"59 LED Wall Horn Strobe Red","59AV-APPLWR|30 cd",0,8.0000000000000004E-4,0,6.3E-2,0,0.8,63]
[4,3,null,"         59 LED Wall Horn Strobe Red","59AV-APPLWR|75 cd",null,null,null,null,null,null,null,null,null,null,null,null,null,null,null,null,null,null,null,null,null,null,null,0,null,"59 LED Wall Horn Strobe Red","59AV-APPLWR|75 cd",0,8.0000000000000004E-4,0,8.1000000000000003E-2,0,0.8,81]
[4,4,null,"         59 LED Wall Horn Strobe Red Hi Cd","59AV-APPLWRH|110 cd",null,null,null,null,null,null,null,null,null,null,null,null,null,null,null,null,null,null,null,null,null,null,null,0,null,"59 LED Wall Horn Strobe Red Hi Cd","59AV-APPLWRH|110 cd",0,8.0000000000000004E-4,0,0.14299999999999999,0,0.8,143]
[4,5,null,"         59 LED Wall Horn Strobe Red Hi Cd","59AV-APPLWRH|135 cd",null,null,null,null,null,null,null,null,null,null,null,null,null,null,null,null,null,null,null,null,null,null,null,0,null,"59 LED Wall Horn Strobe Red Hi Cd","59AV-APPLWRH|135 cd",0,8.0000000000000004E-4,0,0.14299999999999999,0,0.8,143]
[4,6,null,{"$f":"REPT(\"   \",A887-1)&AE887","v":"         59 LED Wall Horn Strobe Red Hi Cd"},"59AV-APPLWRH|185 cd",null,null,null,null,null,null,null,null,null,null,null,null,null,null,null,null,null,null,null,null,null,null,null,0,null,"59 LED Wall Horn Strobe Red Hi Cd","59AV-APPLWRH|185 cd",0,8.0000000000000004E-4,0,0.14299999999999999,0,0.8,143]
[4,7,null,"         59 LED Wall Horn Strobe Red WP","59AV-APPLWR-O|15 cd -40° to 32° F",null,null,null,null,null,null,null,null,null,null,null,null,null,null,null,null,null,null,null,null,null,null,null,0,null,"59 LED Wall Horn Strobe Red WP","59AV-APPLWR-O|15 cd -40° to 32° F",0,8.0000000000000004E-4,0,5.8000000000000003E-2,0,0.8,58]
[4,8,null,"         59 LED Wall Horn Strobe Red WP","59AV-APPLWR-O|30 cd -40° to 32° F",null,null,null,null,null,null,null,null,null,null,null,null,null,null,null,null,null,null,null,null,null,null,null,0,null,"59 LED Wall Horn Strobe Red WP","59AV-APPLWR-O|30 cd -40° to 32° F",0,8.0000000000000004E-4,0,7.0999999999999994E-2,0,0.8,71]
[4,9,null,"         59 LED Wall Horn Strobe Red WP","59AV-APPLWR-O|75 cd -40° to 32° F",null,null,null,null,null,null,null,null,null,null,null,null,null,null,null,null,null,null,null,null,null,null,null,0,null,"59 LED Wall Horn Strobe Red WP","59AV-APPLWR-O|75 cd -40° to 32° F",0,8.0000000000000004E-4,0,9.0999999999999998E-2,0,0.8,91]
[4,10,null,"         59 LED Wall Horn Strobe Red WP","59AV-APPLWR-O|15 cd 32° to 150° F",null,null,null,null,null,null,null,null,null,null,null,null,null,null,null,null,null,null,null,null,null,null,null,0,null,"59 LED Wall Horn Strobe Red WP","59AV-APPLWR-O|15 cd 32° to 150° F",0,8.0000000000000004E-4,0,5.0999999999999997E-2,0,0.8,51]
[4,11,null,"         59 LED Wall Horn Strobe Red WP","59AV-APPLWR-O|30 cd 32° to 150° F",null,null,null,null,null,null,null,null,null,null,null,null,null,null,null,null,null,null,null,null,null,null,null,0,null,"59 LED Wall Horn Strobe Red WP","59AV-APPLWR-O|30 cd 32° to 150° F",0,8.0000000000000004E-4,0,6.3E-2,0,0.8,63]
[4,12,null,"         59 LED Wall Horn Strobe Red WP","59AV-APPLWR-O|75 cd 32° to 150° F",null,null,null,null,null,null,null,null,null,null,null,null,null,null,null,null,null,null,null,null,null,null,null,0,null,"59 LED Wall Horn Strobe Red WP","59AV-APPLWR-O|75 cd 32° to 150° F",0,8.0000000000000004E-4,0,8.1000000000000003E-2,0,0.8,81]
[4,13,null,"         59 LED Wall Horn Strobe Red WP Hi Cd","59AV-APPLWRH-O|110 cd -40° to 32° F",null,null,null,null,null,null,null,null,null,null,null,null,null,null,null,null,null,null,null,null,null,null,null,0,null,"59 LED Wall Horn Strobe Red WP Hi Cd","59AV-APPLWRH-O|110 cd -40° to 32° F",0,8.0000000000000004E-4,0,0.16700000000000001,0,0.8,167]
[4,14,null,"         59 LED Wall Horn Strobe Red WP Hi Cd","59AV-APPLWRH-O|135 cd -40° to 32° F",null,null,null,null,null,null,null,null,null,null,null,null,null,null,null,null,null,null,null,null,null,null,null,0,null,"59 LED Wall Horn Strobe Red WP Hi Cd","59AV-APPLWRH-O|135 cd -40° to 32° F",0,8.0000000000000004E-4,0,0.16700000000000001,0,0.8,167]
[4,15,null,"         59 LED Wall Horn Strobe Red WP Hi Cd","59AV-APPLWRH-O|185 cd -40° to 32° F",null,null,null,null,null,null,null,null,null,null,null,null,null,null,null,null,null,null,null,null,null,null,null,0,null,"59 LED Wall Horn Strobe Red WP Hi Cd","59AV-APPLWRH-O|185 cd -40° to 32° F",0,8.0000000000000004E-4,0,0.16700000000000001,0,0.8,167]
[4,16,null,"         59 LED Wall Horn Strobe Red WP Hi Cd","59AV-APPLWRH-O|110 cd 32° to 150° F",null,null,null,null,null,null,null,null,null,null,null,null,null,null,null,null,null,null,null,null,null,null,null,0,null,"59 LED Wall Horn Strobe Red WP Hi Cd","59AV-APPLWRH-O|110 cd 32° to 150° F",0,8.0000000000000004E-4,0,0.14299999999999999,0,0.8,143]
[4,17,null,"         59 LED Wall Horn Strobe Red WP Hi Cd","59AV-APPLWRH-O|135 cd 32° to 150° F",null,null,null,null,null,null,null,null,null,null,null,null,null,null,null,null,null,null,null,null,null,null,null,0,null,"59 LED Wall Horn Strobe Red WP Hi Cd","59AV-APPLWRH-O|135 cd 32° to 150° F",0,8.0000000000000004E-4,0,0.14299999999999999,0,0.8,143]
[4,18,null,"         59 LED Wall Horn Strobe Red WP Hi Cd","59AV-APPLWRH-O|185 cd 32° to 150° F",null,null,null,null,null,null,null,null,null,null,null,null,null,null,null,null,null,null,null,null,null,null,null,0,null,"59 LED Wall Horn Strobe Red WP Hi Cd","59AV-APPLWRH-O|185 cd 32° to 150° F",0,8.0000000000000004E-4,0,0.14299999999999999,0,0.8,143]
[4,19,null,"         59 LED Wall Horn Strobe White","59AV-APPLWW|15 cd",null,null,null,null,null,null,null,null,null,null,null,null,null,null,null,null,null,null,null,null,null,null,null,0,null,"59 LED Wall Horn Strobe White","59AV-APPLWW|15 cd",0,8.0000000000000004E-4,0,5.0999999999999997E-2,0,0.8,51]
[4,20,null,"         59 LED Wall Horn Strobe White","59AV-APPLWW|30 cd",null,null,null,null,null,null,null,null,null,null,null,null,null,null,null,null,null,null,null,null,null,null,null,0,null,"59 LED Wall Horn Strobe White","59AV-APPLWW|30 cd",0,8.0000000000000004E-4,0,6.3E-2,0,0.8,63]
[4,{"$f":"IF(OR(C902=\"+\",C902=\"-\"),0,B901+1)","v":21},null,"         59 LED Wall Horn Strobe White","59AV-APPLWW|75 cd",null,null,null,null,null,null,null,null,null,null,null,null,null,null,null,null,null,null,null,null,null,null,null,0,null,"59 LED Wall Horn Strobe White","59AV-APPLWW|75 cd",0,8.0000000000000004E-4,0,8.1000000000000003E-2,0,0.8,81]
[4,22,null,"         59 LED Wall Horn Strobe White Hi Cd","59AV-APPLWWH|110 cd",null,null,null,null,null,null,null,null,null,null,null,null,null,null,null,null,null,null,null,null,null,null,null,0,null,"59 LED Wall Horn Strobe White Hi Cd","59AV-APPLWWH|110 cd",0,8.0000000000000004E-4,0,0.14299999999999999,0,0.8,143]
[4,23,null,"         59 LED Wall Horn Strobe White Hi Cd","59AV-APPLWWH|135 cd",null,null,null,null,null,null,null,null,null,null,null,null,null,null,null,null,null,null,null,null,null,null,null,0,null,"59 LED Wall Horn Strobe White Hi Cd","59AV-APPLWWH|135 cd",0,8.0000000000000004E-4,0,0.14299999999999999,0,0.8,143]
[4,24,null,"         59 LED Wall Horn Strobe White Hi Cd","59AV-APPLWWH|185 cd",null,null,null,null,null,null,null,null,null,null,null,null,null,null,null,null,null,null,null,null,null,null,null,0,null,"59 LED Wall Horn Strobe White Hi Cd","59AV-APPLWWH|185 cd",0,8.0000000000000004E-4,0,0.14299999999999999,0,0.8,143]
[4,25,null,"         59 LED Wall Horn Strobe White WP","59AV-APPLWW-O|15 cd -40° to 32° F",null,null,null,null,null,null,null,null,null,null,null,null,null,null,null,null,null,null,null,null,null,null,null,0,null,"59 LED Wall Horn Strobe White WP","59AV-APPLWW-O|15 cd -40° to 32° F",0,8.0000000000000004E-4,0,5.8000000000000003E-2,0,0.8,58]
[4,26,null,"         59 LED Wall Horn Strobe White WP","59AV-APPLWW-O|30 cd -40° to 32° F",null,null,null,null,null,null,null,null,null,null,null,null,null,null,null,null,null,null,null,null,null,null,null,0,null,"59 LED Wall Horn Strobe White WP","59AV-APPLWW-O|30 cd -40° to 32° F",0,8.0000000000000004E-4,0,7.0999999999999994E-2,0,0.8,71]
[4,27,null,"         59 LED Wall Horn Strobe White WP","59AV-APPLWW-O|75 cd -40° to 32° F",null,null,null,null,null,null,null,null,null,null,null,null,null,null,null,null,null,null,null,null,null,null,null,0,null,"59 LED Wall Horn Strobe White WP","59AV-APPLWW-O|75 cd -40° to 32° F",0,8.0000000000000004E-4,0,9.0999999999999998E-2,0,0.8,91]
[4,28,null,"         59 LED Wall Horn Strobe White WP","59AV-APPLWW-O|15 cd 32° to 150° F",null,null,null,null,null,null,null,null,null,null,null,null,null,null,null,null,null,null,null,null,null,null,null,0,null,"59 LED Wall Horn Strobe White WP","59AV-APPLWW-O|15 cd 32° to 150° F",0,{"$f":"AL909/1000","v":8.0000000000000004E-4},0,{"$f":"AM909/1000","v":5.0999999999999997E-2},0,0.8,51]
[4,29,null,"         59 LED Wall Horn Strobe White WP","59AV-APPLWW-O|30 cd 32° to 150° F",null,null,null,null,null,null,null,null,null,null,null,null,null,null,null,null,null,null,null,null,null,null,null,0,null,"59 LED Wall Horn Strobe White WP","59AV-APPLWW-O|30 cd 32° to 150° F",0,8.0000000000000004E-4,0,6.3E-2,0,0.8,63]
[4,30,null,"         59 LED Wall Horn Strobe White WP","59AV-APPLWW-O|75 cd 32° to 150° F",null,null,null,null,null,null,null,null,null,null,null,null,null,null,null,null,null,null,null,null,null,null,null,0,null,"59 LED Wall Horn Strobe White WP","59AV-APPLWW-O|75 cd 32° to 150° F",0,8.0000000000000004E-4,0,8.1000000000000003E-2,0,0.8,81]
[4,31,null,"         59 LED Wall Horn Strobe White WP Hi Cd","59AV-APPLWWH-O|110 cd -40° to 32° F",null,null,null,null,null,null,null,null,null,null,null,null,null,null,null,null,null,null,null,null,null,null,null,0,null,"59 LED Wall Horn Strobe White WP Hi Cd","59AV-APPLWWH-O|110 cd -40° to 32° F",0,8.0000000000000004E-4,0,0.16700000000000001,0,0.8,167]
[4,32,null,"         59 LED Wall Horn Strobe White WP Hi Cd","59AV-APPLWWH-O|135 cd -40° to 32° F",null,null,null,null,null,null,null,null,null,null,null,null,null,null,null,null,null,null,null,null,null,null,null,0,null,"59 LED Wall Horn Strobe White WP Hi Cd","59AV-APPLWWH-O|135 cd -40° to 32° F",0,8.0000000000000004E-4,{"$f":"AG913*AH913","v":0},0.16700000000000001,{"$f":"AG913*AJ913","v":0},0.8,167]
[4,33,null,"         59 LED Wall Horn Strobe White WP Hi Cd","59AV-APPLWWH-O|185 cd -40° to 32° F",null,null,null,null,null,null,null,null,null,null,null,null,null,null,null,null,null,null,null,null,null,null,null,0,null,"59 LED Wall Horn Strobe White WP Hi Cd","59AV-APPLWWH-O|185 cd -40° to 32° F",0,8.0000000000000004E-4,0,0.16700000000000001,0,0.8,167]
[4,34,null,"         59 LED Wall Horn Strobe White WP Hi Cd","59AV-APPLWWH-O|110 cd 32° to 150° F",null,null,null,null,null,null,null,null,null,null,null,null,null,null,null,null,null,null,null,null,null,null,null,0,null,"59 LED Wall Horn Strobe White WP Hi Cd","59AV-APPLWWH-O|110 cd 32° to 150° F",0,8.0000000000000004E-4,0,0.14299999999999999,0,0.8,143]
[4,35,null,"         59 LED Wall Horn Strobe White WP Hi Cd","59AV-APPLWWH-O|135 cd 32° to 150° F",null,null,null,null,null,null,null,null,null,null,null,null,null,null,null,null,null,null,null,null,null,null,null,0,null,"59 LED Wall Horn Strobe White WP Hi Cd","59AV-APPLWWH-O|135 cd 32° to 150° F",0,8.0000000000000004E-4,0,0.14299999999999999,0,0.8,143]
[4,36,null,"         59 LED Wall Horn Strobe White WP Hi Cd","59AV-APPLWWH-O|185 cd 32° to 150° F",null,null,null,null,null,null,null,null,null,null,null,null,null,null,null,null,null,null,null,null,null,null,null,0,null,"59 LED Wall Horn Strobe White WP Hi Cd","59AV-APPLWWH-O|185 cd 32° to 150° F",0,8.0000000000000004E-4,0,0.14299999999999999,0,0.8,143]
[3,0,"+","      WALL MULTI TONE HORN ",0,null,null,null,null,null,null,null,null,null,null,null,null,null,null,null,null,null,null,null,null,null,null,null,0,null,"WALL MULTI TONE HORN ",null,0,0,0,0,0]
[4,1,"★","         Wall Multi Tone Horn","49MT-APPLW|520Hz High",null,null,null,null,null,null,null,null,null,null,null,null,null,null,null,null,null,null,null,null,null,null,null,0,null,"Wall Multi Tone Horn","49MT-APPLW|520Hz High",0,1.6000000000000001E-3,0,9.9000000000000005E-2,0,1.6,99]
[4,2,null,"         Wall Multi Tone Horn","49MT-APPLW|520Hz Low",null,null,null,null,null,null,null,null,null,null,null,null,null,null,null,null,null,null,null,null,null,null,null,0,null,"Wall Multi Tone Horn","49MT-APPLW|520Hz Low",0,1.6000000000000001E-3,0,5.5E-2,0,1.6,55]
[4,3,null,"         Wall Multi Tone Horn","49MT-APPLW|Bell/Chime High",null,null,null,null,null,null,null,null,null,null,null,null,null,null,null,null,null,null,null,null,null,null,null,0,null,"Wall Multi Tone Horn","49MT-APPLW|Bell/Chime High",0,1.6000000000000001E-3,0,0.09,0,1.6,90]
[4,4,null,"         Wall Multi Tone Horn","49MT-APPLW|Bell/Chime Low",null,null,null,null,null,null,null,null,null,null,null,null,null,null,null,null,null,null,null,null,null,null,null,0,null,"Wall Multi Tone Horn","49MT-APPLW|Bell/Chime Low",0,1.6000000000000001E-3,0,0.05,0,1.6,50]
[4,5,null,"         Wall Multi Tone Horn Buy America","49MT-APPLW-BA|520Hz High",null,null,null,null,null,null,null,null,null,null,null,null,null,null,null,null,null,null,null,null,null,null,null,0,null,"Wall Multi Tone Horn Buy America","49MT-APPLW-BA|520Hz High",0,1.6000000000000001E-3,0,9.9000000000000005E-2,0,1.6,99]
[4,6,null,"         Wall Multi Tone Horn Buy America","49MT-APPLW-BA|520Hz Low",null,null,null,null,null,null,null,null,null,null,null,null,null,null,null,null,null,null,null,null,null,null,null,0,null,"Wall Multi Tone Horn Buy America","49MT-APPLW-BA|520Hz Low",0,1.6000000000000001E-3,0,5.5E-2,0,1.6,55]
[4,7,null,"         Wall Multi Tone Horn Buy America","49MT-APPLW-BA|Bell/Chime High",null,null,null,null,null,null,null,null,null,null,null,null,null,null,null,null,null,null,null,null,null,null,null,0,null,"Wall Multi Tone Horn Buy America","49MT-APPLW-BA|Bell/Chime High",0,1.6000000000000001E-3,0,0.09,0,1.6,90]
[4,8,null,"         Wall Multi Tone Horn Buy America","49MT-APPLW-BA|Bell/Chime Low",null,null,null,null,null,null,null,null,null,null,null,null,null,null,null,null,null,null,null,null,null,null,null,0,null,"Wall Multi Tone Horn Buy America","49MT-APPLW-BA|Bell/Chime Low",0,1.6000000000000001E-3,0,0.05,0,1.6,50]
[4,9,null,{"$f":"REPT(\"   \",A927-1)&AE927","v":"         Wall Multi Tone Horn Red Fire"},{"$f":"AF927","v":"49MT-WRF|520Hz High"},null,null,null,null,null,null,null,null,null,null,null,null,null,null,null,null,null,null,null,null,null,null,null,{"$f":"SUM(G927:W927)","v":0},null,"Wall Multi Tone Horn Red Fire","49MT-WRF|520Hz High",0,{"$f":"AL927/1000","v":1.6000000000000001E-3},{"$f":"AG927*AH927","v":0},{"$f":"AM927/1000","v":9.9000000000000005E-2},{"$f":"AG927*AJ927","v":0},1.6,99]
[4,10,null,"         Wall Multi Tone Horn Red Fire","49MT-WRF|520Hz Low",null,null,null,null,null,null,null,null,null,null,null,null,null,null,null,null,null,null,null,null,null,null,null,0,null,"Wall Multi Tone Horn Red Fire","49MT-WRF|520Hz Low",0,1.6000000000000001E-3,0,5.5E-2,0,1.6,55]
[4,11,null,"         Wall Multi Tone Horn Red Fire","49MT-WRF|Bell/Chime High",null,null,null,null,null,null,null,null,null,null,null,null,null,null,null,null,null,null,null,null,null,null,null,0,null,"Wall Multi Tone Horn Red Fire","49MT-WRF|Bell/Chime High",0,1.6000000000000001E-3,0,0.09,0,1.6,90]
[4,12,null,"         Wall Multi Tone Horn Red Fire","49MT-WRF|Bell/Chime Low",null,null,null,null,null,null,null,null,null,null,null,null,null,null,null,null,null,null,null,null,null,null,null,0,null,"Wall Multi Tone Horn Red Fire","49MT-WRF|Bell/Chime Low",0,1.6000000000000001E-3,0,0.05,0,1.6,50]
[4,13,null,{"$f":"REPT(\"   \",A931-1)&AE931","v":"         Wall Multi Tone Horn Red Fire BA"},{"$f":"AF931","v":"49MT-WRF-BA|520Hz High"},null,null,null,null,null,null,null,null,null,null,null,null,null,null,null,null,null,null,null,null,null,null,null,{"$f":"SUM(G931:W931)","v":0},null,"Wall Multi Tone Horn Red Fire BA","49MT-WRF-BA|520Hz High",0,{"$f":"AL931/1000","v":1.6000000000000001E-3},{"$f":"AG931*AH931","v":0},{"$f":"AM931/1000","v":9.9000000000000005E-2},{"$f":"AG931*AJ931","v":0},1.6,99]
[4,14,null,"         Wall Multi Tone Horn Red Fire BA","49MT-WRF-BA|520Hz Low",null,null,null,null,null,null,null,null,null,null,null,null,null,null,null,null,null,null,null,null,null,null,null,0,null,"Wall Multi Tone Horn Red Fire BA","49MT-WRF-BA|520Hz Low",0,1.6000000000000001E-3,0,5.5E-2,0,1.6,55]
[4,15,null,"         Wall Multi Tone Horn Red Fire BA","49MT-WRF-BA|Bell/Chime High",null,null,null,null,null,null,null,null,null,null,null,null,null,null,null,null,null,null,null,null,null,null,null,0,null,"Wall Multi Tone Horn Red Fire BA","49MT-WRF-BA|Bell/Chime High",0,1.6000000000000001E-3,0,0.09,0,1.6,90]
[4,16,null,"         Wall Multi Tone Horn Red Fire BA","49MT-WRF|Bell/Chime Low",null,null,null,null,null,null,null,null,null,null,null,null,null,null,null,null,null,null,null,null,null,null,null,0,null,"Wall Multi Tone Horn Red Fire BA","49MT-WRF|Bell/Chime Low",0,1.6000000000000001E-3,0,0.05,0,1.6,50]
[4,17,null,{"$f":"REPT(\"   \",A935-1)&AE935","v":"         Wall Multi Tone Horn Red Logo Only BA"},{"$f":"AF935","v":"49MT-WRS-BA|520Hz High"},null,null,null,null,null,null,null,null,null,null,null,null,null,null,null,null,null,null,null,null,null,null,null,{"$f":"SUM(G935:W935)","v":0},null,"Wall Multi Tone Horn Red Logo Only BA","49MT-WRS-BA|520Hz High",0,{"$f":"AL935/1000","v":1.6000000000000001E-3},{"$f":"AG935*AH935","v":0},{"$f":"AM935/1000","v":9.9000000000000005E-2},{"$f":"AG935*AJ935","v":0},1.6,99]
[4,18,null,"         Wall Multi Tone Horn Red Logo Only BA","49MT-WRS-BA|520Hz Low",null,null,null,null,null,null,null,null,null,null,null,null,null,null,null,null,null,null,null,null,null,null,null,0,null,"Wall Multi Tone Horn Red Logo Only BA","49MT-WRS-BA|520Hz Low",0,1.6000000000000001E-3,0,5.5E-2,0,1.6,55]
[4,19,null,"         Wall Multi Tone Horn Red Logo Only BA","49MT-WRS-BA|Bell/Chime High",null,null,null,null,null,null,null,null,null,null,null,null,null,null,null,null,null,null,null,null,null,null,null,0,null,"Wall Multi Tone Horn Red Logo Only BA","49MT-WRS-BA|Bell/Chime High",0,1.6000000000000001E-3,0,0.09,0,1.6,90]
[4,20,null,"         Wall Multi Tone Horn Red Logo Only BA","49MT-WRS-BA|Bell/Chime Low",null,null,null,null,null,null,null,null,null,null,null,null,null,null,null,null,null,null,null,null,null,null,null,0,null,"Wall Multi Tone Horn Red Logo Only BA","49MT-WRS-BA|Bell/Chime Low",0,1.6000000000000001E-3,0,0.05,0,1.6,50]
[4,21,null,{"$f":"REPT(\"   \",A939-1)&AE939","v":"         Wall Multi Tone Horn White Fire"},{"$f":"AF939","v":"49MT-WWF|520Hz High"},null,null,null,null,null,null,null,null,null,null,null,null,null,null,null,null,null,null,null,null,null,null,null,{"$f":"SUM(G939:W939)","v":0},null,"Wall Multi Tone Horn White Fire","49MT-WWF|520Hz High",0,{"$f":"AL939/1000","v":1.6000000000000001E-3},{"$f":"AG939*AH939","v":0},{"$f":"AM939/1000","v":9.9000000000000005E-2},{"$f":"AG939*AJ939","v":0},1.6,99]
[4,22,null,"         Wall Multi Tone Horn White Fire","49MT-WWF|520Hz Low",null,null,null,null,null,null,null,null,null,null,null,null,null,null,null,null,null,null,null,null,null,null,null,0,null,"Wall Multi Tone Horn White Fire","49MT-WWF|520Hz Low",0,1.6000000000000001E-3,0,5.5E-2,0,1.6,55]
[4,23,null,"         Wall Multi Tone Horn White Fire","49MT-WWF|Bell/Chime High",null,null,null,null,null,null,null,null,null,null,null,null,null,null,null,null,null,null,null,null,null,null,null,0,null,"Wall Multi Tone Horn White Fire","49MT-WWF|Bell/Chime High",0,1.6000000000000001E-3,0,0.09,0,1.6,90]
[4,24,null,"         Wall Multi Tone Horn White Fire","49MT-WWF|Bell/Chime Low",null,null,null,null,null,null,null,null,null,null,null,null,null,null,null,null,null,null,null,null,null,null,null,0,null,"Wall Multi Tone Horn White Fire","49MT-WWF|Bell/Chime Low",0,1.6000000000000001E-3,0,0.05,0,1.6,50]
[4,25,null,{"$f":"REPT(\"   \",A943-1)&AE943","v":"         Wall Multi Tone Horn White Fire BA"},{"$f":"AF943","v":"49MT-WWF-BA|520Hz High"},null,null,null,null,null,null,null,null,null,null,null,null,null,null,null,null,null,null,null,null,null,null,null,{"$f":"SUM(G943:W943)","v":0},null,"Wall Multi Tone Horn White Fire BA","49MT-WWF-BA|520Hz High",0,{"$f":"AL943/1000","v":1.6000000000000001E-3},{"$f":"AG943*AH943","v":0},{"$f":"AM943/1000","v":9.9000000000000005E-2},{"$f":"AG943*AJ943","v":0},1.6,99]
[4,26,null,"         Wall Multi Tone Horn White Fire BA","49MT-WWF-BA|520Hz Low",null,null,null,null,null,null,null,null,null,null,null,null,null,null,null,null,null,null,null,null,null,null,null,0,null,"Wall Multi Tone Horn White Fire BA","49MT-WWF-BA|520Hz Low",0,1.6000000000000001E-3,0,5.5E-2,0,1.6,55]
[4,27,null,"         Wall Multi Tone Horn White Fire BA","49MT-WWF-BA|Bell/Chime High",null,null,null,null,null,null,null,null,null,null,null,null,null,null,null,null,null,null,null,null,null,null,null,0,null,"Wall Multi Tone Horn White Fire BA","49MT-WWF-BA|Bell/Chime High",0,1.6000000000000001E-3,0,0.09,0,1.6,90]
[4,28,null,"         Wall Multi Tone Horn White Fire BA","49MT-WWF-BA|Bell/Chime Low",null,null,null,null,null,null,null,null,null,null,null,null,null,null,null,null,null,null,null,null,null,null,null,0,null,"Wall Multi Tone Horn White Fire BA","49MT-WWF-BA|Bell/Chime Low",0,1.6000000000000001E-3,0,0.05,0,1.6,50]
[4,29,null,{"$f":"REPT(\"   \",A947-1)&AE947","v":"         Wall Multi Tone Horn White Logo Only BA"},{"$f":"AF947","v":"49MT-WWS-BA|520Hz High"},null,null,null,null,null,null,null,null,null,null,null,null,null,null,null,null,null,null,null,null,null,null,null,{"$f":"SUM(G947:W947)","v":0},null,"Wall Multi Tone Horn White Logo Only BA","49MT-WWS-BA|520Hz High",0,{"$f":"AL947/1000","v":1.6000000000000001E-3},{"$f":"AG947*AH947","v":0},{"$f":"AM947/1000","v":9.9000000000000005E-2},{"$f":"AG947*AJ947","v":0},1.6,99]
[4,30,null,"         Wall Multi Tone Horn White Logo Only BA","49MT-WWS-BA|520Hz Low",null,null,null,null,null,null,null,null,null,null,null,null,null,null,null,null,null,null,null,null,null,null,null,0,null,"Wall Multi Tone Horn White Logo Only BA","49MT-WWS-BA|520Hz Low",0,1.6000000000000001E-3,0,5.5E-2,0,1.6,55]
[4,31,null,"         Wall Multi Tone Horn White Logo Only BA","49MT-WWS-BA|Bell/Chime High",null,null,null,null,null,null,null,null,null,null,null,null,null,null,null,null,null,null,null,null,null,null,null,0,null,"Wall Multi Tone Horn White Logo Only BA","49MT-WWS-BA|Bell/Chime High",0,1.6000000000000001E-3,0,0.09,0,1.6,90]
[4,32,null,"         Wall Multi Tone Horn White Logo Only BA","49MT-WWS-BA|Bell/Chime Low",null,null,null,null,null,null,null,null,null,null,null,null,null,null,null,null,null,null,null,null,null,null,null,0,null,"Wall Multi Tone Horn White Logo Only BA","49MT-WWS-BA|Bell/Chime Low",0,1.6000000000000001E-3,0,0.05,0,1.6,50]
[3,0,"+","      WALL MULTI TONE HORN STROBE XENON",0,null,null,null,null,null,null,null,null,null,null,null,null,null,null,null,null,null,null,null,null,null,null,null,0,null,"WALL MULTI TONE HORN STROBE XENON",null,0,0,0,0,0]
[4,1,"★","         Wall Multi Tone Horn Strobe","49MTV-APPLW|520Hz High 15 cd",null,null,null,null,null,null,null,null,null,null,null,null,null,null,null,null,null,null,null,null,null,null,null,0,null,"Wall Multi Tone Horn Strobe","49MTV-APPLW|520Hz High 15 cd",0,1.6000000000000001E-3,0,0.14499999999999999,0,1.6,145]
[4,2,null,"         Wall Multi Tone Horn Strobe","49MTV-APPLW|520Hz Low 15 cd",null,null,null,null,null,null,null,null,null,null,null,null,null,null,null,null,null,null,null,null,null,null,null,0,null,"Wall Multi Tone Horn Strobe","49MTV-APPLW|520Hz Low 15 cd",0,1.6000000000000001E-3,0,0.108,0,1.6,108]
[4,3,null,"         Wall Multi Tone Horn Strobe","49MTV-APPLW|Bell/Chime High 15 cd",null,null,null,null,null,null,null,null,null,null,null,null,null,null,null,null,null,null,null,null,null,null,null,0,null,"Wall Multi Tone Horn Strobe","49MTV-APPLW|Bell/Chime High 15 cd",0,1.6000000000000001E-3,0,0.13500000000000001,0,1.6,135]
[4,4,null,"         Wall Multi Tone Horn Strobe","49MTV-APPLW|Bell/Chime Low 15 cd",null,null,null,null,null,null,null,null,null,null,null,null,null,null,null,null,null,null,null,null,null,null,null,0,null,"Wall Multi Tone Horn Strobe","49MTV-APPLW|Bell/Chime Low 15 cd",0,1.6000000000000001E-3,0,9.9000000000000005E-2,0,1.6,99]
[4,5,"★","         Wall Multi Tone Horn Strobe","49MTV-APPLW|520Hz High 30 cd",null,null,null,null,null,null,null,null,null,null,null,null,null,null,null,null,null,null,null,null,null,null,null,0,null,"Wall Multi Tone Horn Strobe","49MTV-APPLW|520Hz High 30 cd",0,1.6000000000000001E-3,0,0.16300000000000001,0,1.6,163]
[4,6,null,"         Wall Multi Tone Horn Strobe","49MTV-APPLW|520Hz Low 30 cd",null,null,null,null,null,null,null,null,null,null,null,null,null,null,null,null,null,null,null,null,null,null,null,{"$f":"SUM(G957:W957)","v":0},null,"Wall Multi Tone Horn Strobe","49MTV-APPLW|520Hz Low 30 cd",0,1.6000000000000001E-3,0,0.125,0,1.6,125]
[4,7,null,"         Wall Multi Tone Horn Strobe","49MTV-APPLW|Bell/Chime High 30 cd",null,null,null,null,null,null,null,null,null,null,null,null,null,null,null,null,null,null,null,null,null,null,null,0,null,"Wall Multi Tone Horn Strobe","49MTV-APPLW|Bell/Chime High 30 cd",0,1.6000000000000001E-3,0,0.152,0,1.6,152]
[4,8,null,"         Wall Multi Tone Horn Strobe","49MTV-APPLW|Bell/Chime Low 30 cd",null,null,null,null,null,null,null,null,null,null,null,null,null,null,null,null,null,null,null,null,null,null,null,0,null,"Wall Multi Tone Horn Strobe","49MTV-APPLW|Bell/Chime Low 30 cd",0,1.6000000000000001E-3,0,0.111,0,1.6,111]
[4,9,"★","         Wall Multi Tone Horn Strobe",{"$f":"AF960","v":"49MTV-APPLW|520Hz High 75 cd"},null,null,null,null,null,null,null,null,null,null,null,null,null,null,null,null,null,null,null,null,null,null,null,0,null,"Wall Multi Tone Horn Strobe","49MTV-APPLW|520Hz High 75 cd",0,1.6000000000000001E-3,0,0.19800000000000001,0,1.6,198]
[4,10,null,"         Wall Multi Tone Horn Strobe","49MTV-APPLW|520Hz Low 75 cd",null,null,null,null,null,null,null,null,null,null,null,null,null,null,null,null,null,null,null,null,null,null,null,0,null,"Wall Multi Tone Horn Strobe","49MTV-APPLW|520Hz Low 75 cd",0,1.6000000000000001E-3,0,0.158,0,1.6,158]
[4,11,null,"         Wall Multi Tone Horn Strobe","49MTV-APPLW|Bell/Chime High 75 cd",null,null,null,null,null,null,null,null,null,null,null,null,null,null,null,null,null,null,null,null,null,null,null,0,null,"Wall Multi Tone Horn Strobe","49MTV-APPLW|Bell/Chime High 75 cd",0,1.6000000000000001E-3,0,0.185,0,1.6,185]
[4,12,null,"         Wall Multi Tone Horn Strobe","49MTV-APPLW|Bell/Chime Low 75 cd",null,null,null,null,null,null,null,null,null,null,null,null,null,null,null,null,null,null,null,null,null,null,null,0,null,"Wall Multi Tone Horn Strobe","49MTV-APPLW|Bell/Chime Low 75 cd",0,1.6000000000000001E-3,0,0.13900000000000001,0,1.6,139]
[4,13,"★","         Wall Multi Tone Horn Strobe","49MTV-APPLW|520Hz High 110 cd",null,null,null,null,null,null,null,null,null,null,null,null,null,null,null,null,null,null,null,null,null,null,null,0,null,"Wall Multi Tone Horn Strobe","49MTV-APPLW|520Hz High 110 cd",0,1.6000000000000001E-3,0,0.23,0,1.6,230]
[4,14,null,"         Wall Multi Tone Horn Strobe","49MTV-APPLW|520Hz Low 110 cd",null,null,null,null,null,null,null,null,null,null,null,null,null,null,null,null,null,null,null,null,null,null,null,0,null,"Wall Multi Tone Horn Strobe","49MTV-APPLW|520Hz Low 110 cd",0,1.6000000000000001E-3,0,0.19500000000000001,0,1.6,195]
[4,{"$f":"IF(OR(C966=\"+\",C966=\"-\"),0,B965+1)","v":15},null,"         Wall Multi Tone Horn Strobe","49MTV-APPLW|Bell/Chime High 110 cd",null,null,null,null,null,null,null,null,null,null,null,null,null,null,null,null,null,null,null,null,null,null,null,0,null,"Wall Multi Tone Horn Strobe","49MTV-APPLW|Bell/Chime High 110 cd",0,1.6000000000000001E-3,0,0.21199999999999999,0,1.6,212]
[4,16,null,"         Wall Multi Tone Horn Strobe","49MTV-APPLW|Bell/Chime Low 110 cd",null,null,null,null,null,null,null,null,null,null,null,null,null,null,null,null,null,null,null,null,null,null,null,0,null,"Wall Multi Tone Horn Strobe","49MTV-APPLW|Bell/Chime Low 110 cd",0,1.6000000000000001E-3,0,0.17199999999999999,0,1.6,172]
[4,17,"★","         Wall Multi Tone Horn Strobe","49MTV-APPLW|520Hz High 135 cd",null,null,null,null,null,null,null,null,null,null,null,null,null,null,null,null,null,null,null,null,null,null,null,0,null,"Wall Multi Tone Horn Strobe","49MTV-APPLW|520Hz High 135 cd",0,1.6000000000000001E-3,0,0.26200000000000001,0,1.6,262]
[4,18,null,"         Wall Multi Tone Horn Strobe","49MTV-APPLW|520Hz Low 135 cd",null,null,null,null,null,null,null,null,null,null,null,null,null,null,null,null,null,null,null,null,null,null,null,0,null,"Wall Multi Tone Horn Strobe","49MTV-APPLW|520Hz Low 135 cd",0,1.6000000000000001E-3,0,0.214,0,1.6,214]
[4,19,null,"         Wall Multi Tone Horn Strobe","49MTV-APPLW|Bell/Chime High 135 cd",null,null,null,null,null,null,null,null,null,null,null,null,null,null,null,null,null,null,null,null,null,null,null,0,null,"Wall Multi Tone Horn Strobe","49MTV-APPLW|Bell/Chime High 135 cd",0,1.6000000000000001E-3,0,0.247,0,1.6,247]
[4,20,null,"         Wall Multi Tone Horn Strobe","49MTV-APPLW|Bell/Chime Low 135 cd",null,null,null,null,null,null,null,null,null,null,null,null,null,null,null,null,null,null,null,null,null,null,null,0,null,"Wall Multi Tone Horn Strobe","49MTV-APPLW|Bell/Chime Low 135 cd",0,1.6000000000000001E-3,0,0.20300000000000001,0,1.6,203]
[4,21,"★","         Wall Multi Tone Horn Strobe","49MTV-APPLW|520Hz High 185 cd",null,null,null,null,null,null,null,null,null,null,null,null,null,null,null,null,null,null,null,null,null,null,null,0,null,"Wall Multi Tone Horn Strobe","49MTV-APPLW|520Hz High 185 cd",0,1.6000000000000001E-3,0,0.29899999999999999,0,1.6,299]
[4,22,null,"         Wall Multi Tone Horn Strobe","49MTV-APPLW|520Hz Low 185 cd",null,null,null,null,null,null,null,null,null,null,null,null,null,null,null,null,null,null,null,null,null,null,null,0,null,"Wall Multi Tone Horn Strobe","49MTV-APPLW|520Hz Low 185 cd",0,1.6000000000000001E-3,0,0.25700000000000001,0,1.6,257]
[4,23,null,"         Wall Multi Tone Horn Strobe","49MTV-APPLW|Bell/Chime High 185 cd",null,null,null,null,null,null,null,null,null,null,null,null,null,null,null,null,null,null,null,null,null,null,null,0,null,"Wall Multi Tone Horn Strobe","49MTV-APPLW|Bell/Chime High 185 cd",0,1.6000000000000001E-3,0,0.28399999999999997,0,1.6,284]
[4,24,null,{"$f":"REPT(\"   \",A975-1)&AE975","v":"         Wall Multi Tone Horn Strobe"},"49MTV-APPLW|Bell/Chime Low 185 cd",null,null,null,null,null,null,null,null,null,null,null,null,null,null,null,null,null,null,null,null,null,null,null,0,null,"Wall Multi Tone Horn Strobe","49MTV-APPLW|Bell/Chime Low 185 cd",0,1.6000000000000001E-3,0,0.24299999999999999,0,1.6,243]
[4,25,null,"         Wall Multi Tone Horn Strobe Buy America","49MTV-APPLW-BA|520Hz High 15 cd",null,null,null,null,null,null,null,null,null,null,null,null,null,null,null,null,null,null,null,null,null,null,null,0,null,"Wall Multi Tone Horn Strobe Buy America","49MTV-APPLW-BA|520Hz High 15 cd",0,1.6000000000000001E-3,0,0.14499999999999999,0,1.6,145]
[4,26,null,"         Wall Multi Tone Horn Strobe Buy America","49MTV-APPLW-BA|520Hz Low 15 cd",null,null,null,null,null,null,null,null,null,null,null,null,null,null,null,null,null,null,null,null,null,null,null,0,null,"Wall Multi Tone Horn Strobe Buy America","49MTV-APPLW-BA|520Hz Low 15 cd",0,1.6000000000000001E-3,0,0.108,0,1.6,108]
[4,27,null,"         Wall Multi Tone Horn Strobe Buy America","49MTV-APPLW-BA|Bell/Chime High 15 cd",null,null,null,null,null,null,null,null,null,null,null,null,null,null,null,null,null,null,null,null,null,null,null,0,null,"Wall Multi Tone Horn Strobe Buy America","49MTV-APPLW-BA|Bell/Chime High 15 cd",0,1.6000000000000001E-3,0,0.13500000000000001,0,1.6,135]
[4,28,null,"         Wall Multi Tone Horn Strobe Buy America","49MTV-APPLW-BA|Bell/Chime Low 15 cd",null,null,null,null,null,null,null,null,null,null,null,null,null,null,null,null,null,null,null,null,null,null,null,0,null,"Wall Multi Tone Horn Strobe Buy America","49MTV-APPLW-BA|Bell/Chime Low 15 cd",0,1.6000000000000001E-3,0,9.9000000000000005E-2,0,1.6,99]
[4,29,null,"         Wall Multi Tone Horn Strobe Buy America","49MTV-APPLW-BA|520Hz High 30 cd",null,null,null,null,null,null,null,null,null,null,null,null,null,null,null,null,null,null,null,null,null,null,null,0,null,"Wall Multi Tone Horn Strobe Buy America","49MTV-APPLW-BA|520Hz High 30 cd",0,1.6000000000000001E-3,0,0.16300000000000001,0,1.6,163]
[4,30,null,"         Wall Multi Tone Horn Strobe Buy America","49MTV-APPLW-BA|520Hz Low 30 cd",null,null,null,null,null,null,null,null,null,null,null,null,null,null,null,null,null,null,null,null,null,null,null,0,null,"Wall Multi Tone Horn Strobe Buy America","49MTV-APPLW-BA|520Hz Low 30 cd",0,1.6000000000000001E-3,0,0.125,0,1.6,125]
[4,31,null,"         Wall Multi Tone Horn Strobe Buy America","49MTV-APPLW-BA|Bell/Chime High 30 cd",null,null,null,null,null,null,null,null,null,null,null,null,null,null,null,null,null,null,null,null,null,null,null,0,null,"Wall Multi Tone Horn Strobe Buy America","49MTV-APPLW-BA|Bell/Chime High 30 cd",0,1.6000000000000001E-3,0,0.152,0,1.6,152]
[4,32,null,"         Wall Multi Tone Horn Strobe Buy America","49MTV-APPLW-BA|Bell/Chime Low 30 cd",null,null,null,null,null,null,null,null,null,null,null,null,null,null,null,null,null,null,null,null,null,null,null,0,null,"Wall Multi Tone Horn Strobe Buy America","49MTV-APPLW-BA|Bell/Chime Low 30 cd",0,1.6000000000000001E-3,0,0.111,0,1.6,111]
[4,33,null,"         Wall Multi Tone Horn Strobe Buy America","49MTV-APPLW-BA|520Hz High 75 cd",null,null,null,null,null,null,null,null,null,null,null,null,null,null,null,null,null,null,null,null,null,null,null,0,null,"Wall Multi Tone Horn Strobe Buy America","49MTV-APPLW-BA|520Hz High 75 cd",0,1.6000000000000001E-3,0,0.19800000000000001,0,1.6,198]
[4,34,null,"         Wall Multi Tone Horn Strobe Buy America","49MTV-APPLW-BA|520Hz Low 75 cd",null,null,null,null,null,null,null,null,null,null,null,null,null,null,null,null,null,null,null,null,null,null,null,0,null,"Wall Multi Tone Horn Strobe Buy America","49MTV-APPLW-BA|520Hz Low 75 cd",0,1.6000000000000001E-3,0,0.158,0,1.6,158]
[4,35,null,"         Wall Multi Tone Horn Strobe Buy America","49MTV-APPLW-BA|Bell/Chime High 75 cd",null,null,null,null,null,null,null,null,null,null,null,null,null,null,null,null,null,null,null,null,null,null,null,0,null,"Wall Multi Tone Horn Strobe Buy America","49MTV-APPLW-BA|Bell/Chime High 75 cd",0,1.6000000000000001E-3,0,0.185,0,1.6,185]
[4,36,null,"         Wall Multi Tone Horn Strobe Buy America","49MTV-APPLW-BA|Bell/Chime Low 75 cd",null,null,null,null,null,null,null,null,null,null,null,null,null,null,null,null,null,null,null,null,null,null,null,0,null,"Wall Multi Tone Horn Strobe Buy America","49MTV-APPLW-BA|Bell/Chime Low 75 cd",0,1.6000000000000001E-3,0,0.13900000000000001,0,1.6,139]
[4,37,null,"         Wall Multi Tone Horn Strobe Buy America","49MTV-APPLW-BA|520Hz High 110 cd",null,null,null,null,null,null,null,null,null,null,null,null,null,null,null,null,null,null,null,null,null,null,null,0,null,"Wall Multi Tone Horn Strobe Buy America","49MTV-APPLW-BA|520Hz High 110 cd",0,1.6000000000000001E-3,0,0.23,0,1.6,230]
[4,38,null,"         Wall Multi Tone Horn Strobe Buy America","49MTV-APPLW-BA|520Hz Low 110 cd",null,null,null,null,null,null,null,null,null,null,null,null,null,null,null,null,null,null,null,null,null,null,null,0,null,"Wall Multi Tone Horn Strobe Buy America","49MTV-APPLW-BA|520Hz Low 110 cd",0,1.6000000000000001E-3,0,0.19500000000000001,0,1.6,195]
[4,39,null,"         Wall Multi Tone Horn Strobe Buy America","49MTV-APPLW-BA|Bell/Chime High 110 cd",null,null,null,null,null,null,null,null,null,null,null,null,null,null,null,null,null,null,null,null,null,null,null,0,null,"Wall Multi Tone Horn Strobe Buy America","49MTV-APPLW-BA|Bell/Chime High 110 cd",0,1.6000000000000001E-3,0,0.21199999999999999,0,1.6,212]
[4,40,null,"         Wall Multi Tone Horn Strobe Buy America","49MTV-APPLW-BA|Bell/Chime Low 110 cd",null,null,null,null,null,null,null,null,null,null,null,null,null,null,null,null,null,null,null,null,null,null,null,0,null,"Wall Multi Tone Horn Strobe Buy America","49MTV-APPLW-BA|Bell/Chime Low 110 cd",0,1.6000000000000001E-3,0,0.17199999999999999,0,1.6,172]
[4,41,null,"         Wall Multi Tone Horn Strobe Buy America","49MTV-APPLW-BA|520Hz High 135 cd",null,null,null,null,null,null,null,null,null,null,null,null,null,null,null,null,null,null,null,null,null,null,null,0,null,"Wall Multi Tone Horn Strobe Buy America","49MTV-APPLW-BA|520Hz High 135 cd",0,1.6000000000000001E-3,0,0.26200000000000001,0,1.6,262]
[4,42,null,"         Wall Multi Tone Horn Strobe Buy America","49MTV-APPLW-BA|520Hz Low 135 cd",null,null,null,null,null,null,null,null,null,null,null,null,null,null,null,null,null,null,null,null,null,null,null,0,null,"Wall Multi Tone Horn Strobe Buy America","49MTV-APPLW-BA|520Hz Low 135 cd",0,1.6000000000000001E-3,0,0.214,0,1.6,214]
[4,43,null,"         Wall Multi Tone Horn Strobe Buy America","49MTV-APPLW-BA|Bell/Chime High 135 cd",null,null,null,null,null,null,null,null,null,null,null,null,null,null,null,null,null,null,null,null,null,null,null,0,null,"Wall Multi Tone Horn Strobe Buy America","49MTV-APPLW-BA|Bell/Chime High 135 cd",0,1.6000000000000001E-3,0,0.247,0,1.6,247]
[4,44,null,"         Wall Multi Tone Horn Strobe Buy America","49MTV-APPLW-BA|Bell/Chime Low 135 cd",null,null,null,null,null,null,null,null,null,null,null,null,null,null,null,null,null,null,null,null,null,null,null,0,null,"Wall Multi Tone Horn Strobe Buy America","49MTV-APPLW-BA|Bell/Chime Low 135 cd",0,1.6000000000000001E-3,0,0.20300000000000001,0,1.6,203]
[4,45,null,"         Wall Multi Tone Horn Strobe Buy America","49MTV-APPLW-BA|520Hz High 185 cd",null,null,null,null,null,null,null,null,null,null,null,null,null,null,null,null,null,null,null,null,null,null,null,0,null,"Wall Multi Tone Horn Strobe Buy America","49MTV-APPLW-BA|520Hz High 185 cd",0,1.6000000000000001E-3,0,0.29899999999999999,0,1.6,299]
[4,46,null,"         Wall Multi Tone Horn Strobe Buy America","49MTV-APPLW-BA|520Hz Low 185 cd",null,null,null,null,null,null,null,null,null,null,null,null,null,null,null,null,null,null,null,null,null,null,null,0,null,"Wall Multi Tone Horn Strobe Buy America","49MTV-APPLW-BA|520Hz Low 185 cd",0,{"$f":"AL997/1000","v":1.6000000000000001E-3},0,{"$f":"AM997/1000","v":0.25700000000000001},0,1.6,257]
[4,47,null,"         Wall Multi Tone Horn Strobe Buy America","49MTV-APPLW-BA|Bell/Chime High 185 cd",null,null,null,null,null,null,null,null,null,null,null,null,null,null,null,null,null,null,null,null,null,null,null,0,null,"Wall Multi Tone Horn Strobe Buy America","49MTV-APPLW-BA|Bell/Chime High 185 cd",0,1.6000000000000001E-3,0,0.28399999999999997,0,1.6,284]
[4,48,null,"         Wall Multi Tone Horn Strobe Buy America","49MTV-APPLW-BA|Bell/Chime Low 185 cd",null,null,null,null,null,null,null,null,null,null,null,null,null,null,null,null,null,null,null,null,null,null,null,0,null,"Wall Multi Tone Horn Strobe Buy America","49MTV-APPLW-BA|Bell/Chime Low 185 cd",0,1.6000000000000001E-3,0,0.24299999999999999,0,1.6,243]
[4,49,null,{"$f":"REPT(\"   \",A1000-1)&AE1000","v":"         Wall Multi Tone Horn Strobe Red Fire"},{"$f":"AF1000","v":"49MTV-WRF|520Hz High 15 cd"},null,null,null,null,null,null,null,null,null,null,null,null,null,null,null,null,null,null,null,null,null,null,null,{"$f":"SUM(G1000:W1000)","v":0},null,"Wall Multi Tone Horn Strobe Red Fire","49MTV-WRF|520Hz High 15 cd",0,1.6000000000000001E-3,{"$f":"AG1000*AH1000","v":0},0.14499999999999999,{"$f":"AG1000*AJ1000","v":0},1.6,145]
[4,50,null,"         Wall Multi Tone Horn Strobe Red Fire","49MTV-WRF|520Hz Low 15 cd",null,null,null,null,null,null,null,null,null,null,null,null,null,null,null,null,null,null,null,null,null,null,null,0,null,"Wall Multi Tone Horn Strobe Red Fire","49MTV-WRF|520Hz Low 15 cd",0,1.6000000000000001E-3,0,0.108,0,1.6,108]
[4,51,null,"         Wall Multi Tone Horn Strobe Red Fire","49MTV-WRF|Bell/Chime High 15 cd",null,null,null,null,null,null,null,null,null,null,null,null,null,null,null,null,null,null,null,null,null,null,null,0,null,"Wall Multi Tone Horn Strobe Red Fire","49MTV-WRF|Bell/Chime High 15 cd",0,1.6000000000000001E-3,0,0.13500000000000001,0,1.6,135]
[4,52,null,"         Wall Multi Tone Horn Strobe Red Fire","49MTV-WRF|Bell/Chime Low 15 cd",null,null,null,null,null,null,null,null,null,null,null,null,null,null,null,null,null,null,null,null,null,null,null,0,null,"Wall Multi Tone Horn Strobe Red Fire","49MTV-WRF|Bell/Chime Low 15 cd",0,1.6000000000000001E-3,0,9.9000000000000005E-2,0,1.6,99]
[4,53,null,"         Wall Multi Tone Horn Strobe Red Fire","49MTV-WRF|520Hz High 30 cd",null,null,null,null,null,null,null,null,null,null,null,null,null,null,null,null,null,null,null,null,null,null,null,0,null,"Wall Multi Tone Horn Strobe Red Fire","49MTV-WRF|520Hz High 30 cd",0,1.6000000000000001E-3,0,0.16300000000000001,0,1.6,163]
[4,54,null,"         Wall Multi Tone Horn Strobe Red Fire","49MTV-WRF|520Hz Low 30 cd",null,null,null,null,null,null,null,null,null,null,null,null,null,null,null,null,null,null,null,null,null,null,null,0,null,"Wall Multi Tone Horn Strobe Red Fire","49MTV-WRF|520Hz Low 30 cd",0,1.6000000000000001E-3,0,0.125,0,1.6,125]
[4,55,null,"         Wall Multi Tone Horn Strobe Red Fire","49MTV-WRF|Bell/Chime High 30 cd",null,null,null,null,null,null,null,null,null,null,null,null,null,null,null,null,null,null,null,null,null,null,null,0,null,"Wall Multi Tone Horn Strobe Red Fire","49MTV-WRF|Bell/Chime High 30 cd",0,1.6000000000000001E-3,0,0.152,0,1.6,152]
[4,56,null,"         Wall Multi Tone Horn Strobe Red Fire","49MTV-WRF|Bell/Chime Low 30 cd",null,null,null,null,null,null,null,null,null,null,null,null,null,null,null,null,null,null,null,null,null,null,null,0,null,"Wall Multi Tone Horn Strobe Red Fire","49MTV-WRF|Bell/Chime Low 30 cd",0,1.6000000000000001E-3,0,0.111,0,1.6,111]
[4,57,null,"         Wall Multi Tone Horn Strobe Red Fire","49MTV-WRF|520Hz High 75 cd",null,null,null,null,null,null,null,null,null,null,null,null,null,null,null,null,null,null,null,null,null,null,null,0,null,"Wall Multi Tone Horn Strobe Red Fire","49MTV-WRF|520Hz High 75 cd",0,1.6000000000000001E-3,0,0.19800000000000001,0,1.6,198]
[4,58,null,"         Wall Multi Tone Horn Strobe Red Fire","49MTV-WRF|520Hz Low 75 cd",null,null,null,null,null,null,null,null,null,null,null,null,null,null,null,null,null,null,null,null,null,null,null,0,null,"Wall Multi Tone Horn Strobe Red Fire","49MTV-WRF|520Hz Low 75 cd",0,1.6000000000000001E-3,0,0.158,0,1.6,158]
[4,59,null,"         Wall Multi Tone Horn Strobe Red Fire","49MTV-WRF|Bell/Chime High 75 cd",null,null,null,null,null,null,null,null,null,null,null,null,null,null,null,null,null,null,null,null,null,null,null,0,null,"Wall Multi Tone Horn Strobe Red Fire","49MTV-WRF|Bell/Chime High 75 cd",0,1.6000000000000001E-3,0,0.185,0,1.6,185]
[4,60,null,"         Wall Multi Tone Horn Strobe Red Fire","49MTV-WRF|Bell/Chime Low 75 cd",null,null,null,null,null,null,null,null,null,null,null,null,null,null,null,null,null,null,null,null,null,null,null,0,null,"Wall Multi Tone Horn Strobe Red Fire","49MTV-WRF|Bell/Chime Low 75 cd",0,1.6000000000000001E-3,0,0.13900000000000001,0,1.6,139]
[4,61,null,"         Wall Multi Tone Horn Strobe Red Fire","49MTV-WRF|520Hz High 110 cd",null,null,null,null,null,null,null,null,null,null,null,null,null,null,null,null,null,null,null,null,null,null,null,0,null,"Wall Multi Tone Horn Strobe Red Fire","49MTV-WRF|520Hz High 110 cd",0,1.6000000000000001E-3,0,0.23,0,1.6,230]
[4,62,null,"         Wall Multi Tone Horn Strobe Red Fire","49MTV-WRF|520Hz Low 110 cd",null,null,null,null,null,null,null,null,null,null,null,null,null,null,null,null,null,null,null,null,null,null,null,0,null,"Wall Multi Tone Horn Strobe Red Fire","49MTV-WRF|520Hz Low 110 cd",0,1.6000000000000001E-3,0,0.19500000000000001,0,1.6,195]
[4,63,null,"         Wall Multi Tone Horn Strobe Red Fire","49MTV-WRF|Bell/Chime High 110 cd",null,null,null,null,null,null,null,null,null,null,null,null,null,null,null,null,null,null,null,null,null,null,null,0,null,"Wall Multi Tone Horn Strobe Red Fire","49MTV-WRF|Bell/Chime High 110 cd",0,1.6000000000000001E-3,0,0.21199999999999999,0,1.6,212]
[4,64,null,"         Wall Multi Tone Horn Strobe Red Fire","49MTV-WRF|Bell/Chime Low 110 cd",null,null,null,null,null,null,null,null,null,null,null,null,null,null,null,null,null,null,null,null,null,null,null,0,null,"Wall Multi Tone Horn Strobe Red Fire","49MTV-WRF|Bell/Chime Low 110 cd",0,1.6000000000000001E-3,0,0.17199999999999999,0,1.6,172]
[4,65,null,"         Wall Multi Tone Horn Strobe Red Fire","49MTV-WRF|520Hz High 135 cd",null,null,null,null,null,null,null,null,null,null,null,null,null,null,null,null,null,null,null,null,null,null,null,0,null,"Wall Multi Tone Horn Strobe Red Fire","49MTV-WRF|520Hz High 135 cd",0,1.6000000000000001E-3,0,0.26200000000000001,0,1.6,262]
[4,66,null,"         Wall Multi Tone Horn Strobe Red Fire","49MTV-WRF|520Hz Low 135 cd",null,null,null,null,null,null,null,null,null,null,null,null,null,null,null,null,null,null,null,null,null,null,null,0,null,"Wall Multi Tone Horn Strobe Red Fire","49MTV-WRF|520Hz Low 135 cd",0,1.6000000000000001E-3,0,0.214,0,1.6,214]
[4,67,null,"         Wall Multi Tone Horn Strobe Red Fire","49MTV-WRF|Bell/Chime High 135 cd",null,null,null,null,null,null,null,null,null,null,null,null,null,null,null,null,null,null,null,null,null,null,null,0,null,"Wall Multi Tone Horn Strobe Red Fire","49MTV-WRF|Bell/Chime High 135 cd",0,1.6000000000000001E-3,0,0.247,0,1.6,247]
[4,68,null,"         Wall Multi Tone Horn Strobe Red Fire","49MTV-WRF|Bell/Chime Low 135 cd",null,null,null,null,null,null,null,null,null,null,null,null,null,null,null,null,null,null,null,null,null,null,null,0,null,"Wall Multi Tone Horn Strobe Red Fire","49MTV-WRF|Bell/Chime Low 135 cd",0,1.6000000000000001E-3,0,0.20300000000000001,0,1.6,203]
[4,69,null,"         Wall Multi Tone Horn Strobe Red Fire","49MTV-WRF|520Hz High 185 cd",null,null,null,null,null,null,null,null,null,null,null,null,null,null,null,null,null,null,null,null,null,null,null,0,null,"Wall Multi Tone Horn Strobe Red Fire","49MTV-WRF|520Hz High 185 cd",0,1.6000000000000001E-3,0,0.29899999999999999,0,1.6,299]
[4,70,null,"         Wall Multi Tone Horn Strobe Red Fire","49MTV-WRF|520Hz Low 185 cd",null,null,null,null,null,null,null,null,null,null,null,null,null,null,null,null,null,null,null,null,null,null,null,0,null,"Wall Multi Tone Horn Strobe Red Fire","49MTV-WRF|520Hz Low 185 cd",0,{"$f":"AL1021/1000","v":1.6000000000000001E-3},0,{"$f":"AM1021/1000","v":0.25700000000000001},0,1.6,257]
[4,71,null,"         Wall Multi Tone Horn Strobe Red Fire","49MTV-WRF|Bell/Chime High 185 cd",null,null,null,null,null,null,null,null,null,null,null,null,null,null,null,null,null,null,null,null,null,null,null,0,null,"Wall Multi Tone Horn Strobe Red Fire","49MTV-WRF|Bell/Chime High 185 cd",0,1.6000000000000001E-3,0,0.28399999999999997,0,1.6,284]
[4,72,null,"         Wall Multi Tone Horn Strobe Red Fire","49MTV-WRF|Bell/Chime Low 185 cd",null,null,null,null,null,null,null,null,null,null,null,null,null,null,null,null,null,null,null,null,null,null,null,0,null,"Wall Multi Tone Horn Strobe Red Fire","49MTV-WRF|Bell/Chime Low 185 cd",0,1.6000000000000001E-3,0,0.24299999999999999,0,1.6,243]
[4,73,null,{"$f":"REPT(\"   \",A1024-1)&AE1024","v":"         Wall Multi Tone Horn Strobe Red Fire BA"},{"$f":"AF1024","v":"49MTV-WRF-BA|520Hz High 15 cd"},null,null,null,null,null,null,null,null,null,null,null,null,null,null,null,null,null,null,null,null,null,null,null,{"$f":"SUM(G1024:W1024)","v":0},null,"Wall Multi Tone Horn Strobe Red Fire BA","49MTV-WRF-BA|520Hz High 15 cd",0,1.6000000000000001E-3,{"$f":"AG1024*AH1024","v":0},0.14499999999999999,{"$f":"AG1024*AJ1024","v":0},1.6,145]
[4,74,null,"         Wall Multi Tone Horn Strobe Red Fire BA","49MTV-WRF-BA|520Hz Low 15 cd",null,null,null,null,null,null,null,null,null,null,null,null,null,null,null,null,null,null,null,null,null,null,null,0,null,"Wall Multi Tone Horn Strobe Red Fire BA","49MTV-WRF-BA|520Hz Low 15 cd",0,1.6000000000000001E-3,0,0.108,0,1.6,108]
[4,75,null,"         Wall Multi Tone Horn Strobe Red Fire BA","49MTV-WRF-BA|Bell/Chime High 15 cd",null,null,null,null,null,null,null,null,null,null,null,null,null,null,null,null,null,null,null,null,null,null,null,0,null,"Wall Multi Tone Horn Strobe Red Fire BA","49MTV-WRF-BA|Bell/Chime High 15 cd",0,1.6000000000000001E-3,0,0.13500000000000001,0,1.6,135]
[4,76,null,"         Wall Multi Tone Horn Strobe Red Fire BA","49MTV-WRF-BA|Bell/Chime Low 15 cd",null,null,null,null,null,null,null,null,null,null,null,null,null,null,null,null,null,null,null,null,null,null,null,0,null,"Wall Multi Tone Horn Strobe Red Fire BA","49MTV-WRF-BA|Bell/Chime Low 15 cd",0,1.6000000000000001E-3,0,9.9000000000000005E-2,0,1.6,99]
[4,77,null,"         Wall Multi Tone Horn Strobe Red Fire BA","49MTV-WRF-BA|520Hz High 30 cd",null,null,null,null,null,null,null,null,null,null,null,null,null,null,null,null,null,null,null,null,null,null,null,0,null,"Wall Multi Tone Horn Strobe Red Fire BA","49MTV-WRF-BA|520Hz High 30 cd",0,1.6000000000000001E-3,0,0.16300000000000001,0,1.6,163]
[4,78,null,"         Wall Multi Tone Horn Strobe Red Fire BA","49MTV-WRF-BA|520Hz Low 30 cd",null,null,null,null,null,null,null,null,null,null,null,null,null,null,null,null,null,null,null,null,null,null,null,0,null,"Wall Multi Tone Horn Strobe Red Fire BA","49MTV-WRF-BA|520Hz Low 30 cd",0,1.6000000000000001E-3,0,0.125,0,1.6,125]
[4,{"$f":"IF(OR(C1030=\"+\",C1030=\"-\"),0,B1029+1)","v":79},null,"         Wall Multi Tone Horn Strobe Red Fire BA","49MTV-WRF-BA|Bell/Chime High 30 cd",null,null,null,null,null,null,null,null,null,null,null,null,null,null,null,null,null,null,null,null,null,null,null,0,null,"Wall Multi Tone Horn Strobe Red Fire BA","49MTV-WRF-BA|Bell/Chime High 30 cd",0,1.6000000000000001E-3,0,0.152,0,1.6,152]
[4,80,null,"         Wall Multi Tone Horn Strobe Red Fire BA","49MTV-WRF-BA|Bell/Chime Low 30 cd",null,null,null,null,null,null,null,null,null,null,null,null,null,null,null,null,null,null,null,null,null,null,null,0,null,"Wall Multi Tone Horn Strobe Red Fire BA","49MTV-WRF-BA|Bell/Chime Low 30 cd",0,1.6000000000000001E-3,0,0.111,0,1.6,111]
[4,81,null,"         Wall Multi Tone Horn Strobe Red Fire BA","49MTV-WRF-BA|520Hz High 75 cd",null,null,null,null,null,null,null,null,null,null,null,null,null,null,null,null,null,null,null,null,null,null,null,0,null,"Wall Multi Tone Horn Strobe Red Fire BA","49MTV-WRF-BA|520Hz High 75 cd",0,1.6000000000000001E-3,0,0.19800000000000001,0,1.6,198]
[4,82,null,"         Wall Multi Tone Horn Strobe Red Fire BA","49MTV-WRF-BA|520Hz Low 75 cd",null,null,null,null,null,null,null,null,null,null,null,null,null,null,null,null,null,null,null,null,null,null,null,0,null,"Wall Multi Tone Horn Strobe Red Fire BA","49MTV-WRF-BA|520Hz Low 75 cd",0,1.6000000000000001E-3,0,0.158,0,1.6,158]
[4,83,null,"         Wall Multi Tone Horn Strobe Red Fire BA","49MTV-WRF-BA|Bell/Chime High 75 cd",null,null,null,null,null,null,null,null,null,null,null,null,null,null,null,null,null,null,null,null,null,null,null,0,null,"Wall Multi Tone Horn Strobe Red Fire BA","49MTV-WRF-BA|Bell/Chime High 75 cd",0,1.6000000000000001E-3,0,0.185,0,1.6,185]
[4,84,null,"         Wall Multi Tone Horn Strobe Red Fire BA","49MTV-WRF-BA|Bell/Chime Low 75 cd",null,null,null,null,null,null,null,null,null,null,null,null,null,null,null,null,null,null,null,null,null,null,null,0,null,"Wall Multi Tone Horn Strobe Red Fire BA","49MTV-WRF-BA|Bell/Chime Low 75 cd",0,1.6000000000000001E-3,0,0.13900000000000001,0,1.6,139]
[4,85,null,"         Wall Multi Tone Horn Strobe Red Fire BA","49MTV-WRF-BA|520Hz High 110 cd",null,null,null,null,null,null,null,null,null,null,null,null,null,null,null,null,null,null,null,null,null,null,null,0,null,"Wall Multi Tone Horn Strobe Red Fire BA","49MTV-WRF-BA|520Hz High 110 cd",0,1.6000000000000001E-3,0,0.23,0,1.6,230]
[4,86,null,"         Wall Multi Tone Horn Strobe Red Fire BA","49MTV-WRF-BA|520Hz Low 110 cd",null,null,null,null,null,null,null,null,null,null,null,null,null,null,null,null,null,null,null,null,null,null,null,0,null,"Wall Multi Tone Horn Strobe Red Fire BA","49MTV-WRF-BA|520Hz Low 110 cd",0,1.6000000000000001E-3,0,0.19500000000000001,0,1.6,195]
[4,87,null,"         Wall Multi Tone Horn Strobe Red Fire BA","49MTV-WRF-BA|Bell/Chime High 110 cd",null,null,null,null,null,null,null,null,null,null,null,null,null,null,null,null,null,null,null,null,null,null,null,0,null,"Wall Multi Tone Horn Strobe Red Fire BA","49MTV-WRF-BA|Bell/Chime High 110 cd",0,1.6000000000000001E-3,0,0.21199999999999999,0,1.6,212]
[4,88,null,"         Wall Multi Tone Horn Strobe Red Fire BA","49MTV-WRF-BA|Bell/Chime Low 110 cd",null,null,null,null,null,null,null,null,null,null,null,null,null,null,null,null,null,null,null,null,null,null,null,0,null,"Wall Multi Tone Horn Strobe Red Fire BA","49MTV-WRF-BA|Bell/Chime Low 110 cd",0,1.6000000000000001E-3,0,0.17199999999999999,0,1.6,172]
[4,89,null,"         Wall Multi Tone Horn Strobe Red Fire BA","49MTV-WRF-BA|520Hz High 135 cd",null,null,null,null,null,null,null,null,null,null,null,null,null,null,null,null,null,null,null,null,null,null,null,0,null,"Wall Multi Tone Horn Strobe Red Fire BA","49MTV-WRF-BA|520Hz High 135 cd",0,1.6000000000000001E-3,0,0.26200000000000001,0,1.6,262]
[4,90,null,"         Wall Multi Tone Horn Strobe Red Fire BA","49MTV-WRF-BA|520Hz Low 135 cd",null,null,null,null,null,null,null,null,null,null,null,null,null,null,null,null,null,null,null,null,null,null,null,0,null,"Wall Multi Tone Horn Strobe Red Fire BA","49MTV-WRF-BA|520Hz Low 135 cd",0,1.6000000000000001E-3,0,0.214,0,1.6,214]
[4,91,null,"         Wall Multi Tone Horn Strobe Red Fire BA","49MTV-WRF-BA|Bell/Chime High 135 cd",null,null,null,null,null,null,null,null,null,null,null,null,null,null,null,null,null,null,null,null,null,null,null,0,null,"Wall Multi Tone Horn Strobe Red Fire BA","49MTV-WRF-BA|Bell/Chime High 135 cd",0,1.6000000000000001E-3,0,0.247,0,1.6,247]
[4,92,null,"         Wall Multi Tone Horn Strobe Red Fire BA","49MTV-WRF-BA|Bell/Chime Low 135 cd",null,null,null,null,null,null,null,null,null,null,null,null,null,null,null,null,null,null,null,null,null,null,null,0,null,"Wall Multi Tone Horn Strobe Red Fire BA","49MTV-WRF-BA|Bell/Chime Low 135 cd",0,1.6000000000000001E-3,0,0.20300000000000001,0,1.6,203]
[4,93,null,"         Wall Multi Tone Horn Strobe Red Fire BA","49MTV-WRF-BA|520Hz High 185 cd",null,null,null,null,null,null,null,null,null,null,null,null,null,null,null,null,null,null,null,null,null,null,null,0,null,"Wall Multi Tone Horn Strobe Red Fire BA","49MTV-WRF-BA|520Hz High 185 cd",0,1.6000000000000001E-3,0,0.29899999999999999,0,1.6,299]
[4,94,null,"         Wall Multi Tone Horn Strobe Red Fire BA","49MTV-WRF-BA|520Hz Low 185 cd",null,null,null,null,null,null,null,null,null,null,null,null,null,null,null,null,null,null,null,null,null,null,null,0,null,"Wall Multi Tone Horn Strobe Red Fire BA","49MTV-WRF-BA|520Hz Low 185 cd",0,{"$f":"AL1045/1000","v":1.6000000000000001E-3},0,{"$f":"AM1045/1000","v":0.25700000000000001},0,1.6,257]
[4,95,null,"         Wall Multi Tone Horn Strobe Red Fire BA","49MTV-WRF-BA|Bell/Chime High 185 cd",null,null,null,null,null,null,null,null,null,null,null,null,null,null,null,null,null,null,null,null,null,null,null,0,null,"Wall Multi Tone Horn Strobe Red Fire BA","49MTV-WRF-BA|Bell/Chime High 185 cd",0,1.6000000000000001E-3,0,0.28399999999999997,0,1.6,284]
[4,96,null,"         Wall Multi Tone Horn Strobe Red Fire BA","49MTV-WRF-BA|Bell/Chime Low 185 cd",null,null,null,null,null,null,null,null,null,null,null,null,null,null,null,null,null,null,null,null,null,null,null,0,null,"Wall Multi Tone Horn Strobe Red Fire BA","49MTV-WRF-BA|Bell/Chime Low 185 cd",0,1.6000000000000001E-3,0,0.24299999999999999,0,1.6,243]
[4,97,null,{"$f":"REPT(\"   \",A1048-1)&AE1048","v":"         Wall Multi Tone Horn Strobe Red Logo Only"},{"$f":"AF1048","v":"49MTV-WRS-BA|520Hz High 15 cd"},null,null,null,null,null,null,null,null,null,null,null,null,null,null,null,null,null,null,null,null,null,null,null,{"$f":"SUM(G1048:W1048)","v":0},null,"Wall Multi Tone Horn Strobe Red Logo Only","49MTV-WRS-BA|520Hz High 15 cd",0,1.6000000000000001E-3,{"$f":"AG1048*AH1048","v":0},0.14499999999999999,{"$f":"AG1048*AJ1048","v":0},1.6,145]
[4,98,null,"         Wall Multi Tone Horn Strobe Red Logo Only","49MTV-WRS-BA|520Hz Low 15 cd",null,null,null,null,null,null,null,null,null,null,null,null,null,null,null,null,null,null,null,null,null,null,null,0,null,"Wall Multi Tone Horn Strobe Red Logo Only","49MTV-WRS-BA|520Hz Low 15 cd",0,1.6000000000000001E-3,0,0.108,0,1.6,108]
[4,99,null,"         Wall Multi Tone Horn Strobe Red Logo Only","49MTV-WRS-BA|Bell/Chime High 15 cd",null,null,null,null,null,null,null,null,null,null,null,null,null,null,null,null,null,null,null,null,null,null,null,0,null,"Wall Multi Tone Horn Strobe Red Logo Only","49MTV-WRS-BA|Bell/Chime High 15 cd",0,1.6000000000000001E-3,0,0.13500000000000001,0,1.6,135]
[4,100,null,"         Wall Multi Tone Horn Strobe Red Logo Only","49MTV-WRS-BA|Bell/Chime Low 15 cd",null,null,null,null,null,null,null,null,null,null,null,null,null,null,null,null,null,null,null,null,null,null,null,0,null,"Wall Multi Tone Horn Strobe Red Logo Only","49MTV-WRS-BA|Bell/Chime Low 15 cd",0,1.6000000000000001E-3,0,9.9000000000000005E-2,0,1.6,99]
[4,101,null,"         Wall Multi Tone Horn Strobe Red Logo Only","49MTV-WRS-BA|520Hz High 30 cd",null,null,null,null,null,null,null,null,null,null,null,null,null,null,null,null,null,null,null,null,null,null,null,0,null,"Wall Multi Tone Horn Strobe Red Logo Only","49MTV-WRS-BA|520Hz High 30 cd",0,1.6000000000000001E-3,0,0.16300000000000001,0,1.6,163]
[4,102,null,"         Wall Multi Tone Horn Strobe Red Logo Only","49MTV-WRS-BA|520Hz Low 30 cd",null,null,null,null,null,null,null,null,null,null,null,null,null,null,null,null,null,null,null,null,null,null,null,0,null,"Wall Multi Tone Horn Strobe Red Logo Only","49MTV-WRS-BA|520Hz Low 30 cd",0,1.6000000000000001E-3,0,0.125,0,1.6,125]
[4,103,null,"         Wall Multi Tone Horn Strobe Red Logo Only","49MTV-WRS-BA|Bell/Chime High 30 cd",null,null,null,null,null,null,null,null,null,null,null,null,null,null,null,null,null,null,null,null,null,null,null,0,null,"Wall Multi Tone Horn Strobe Red Logo Only","49MTV-WRS-BA|Bell/Chime High 30 cd",0,1.6000000000000001E-3,0,0.152,0,1.6,152]
[4,104,null,"         Wall Multi Tone Horn Strobe Red Logo Only","49MTV-WRS-BA|Bell/Chime Low 30 cd",null,null,null,null,null,null,null,null,null,null,null,null,null,null,null,null,null,null,null,null,null,null,null,0,null,"Wall Multi Tone Horn Strobe Red Logo Only","49MTV-WRS-BA|Bell/Chime Low 30 cd",0,1.6000000000000001E-3,0,0.111,0,1.6,111]
[4,105,null,"         Wall Multi Tone Horn Strobe Red Logo Only","49MTV-WRS-BA|520Hz High 75 cd",null,null,null,null,null,null,null,null,null,null,null,null,null,null,null,null,null,null,null,null,null,null,null,0,null,"Wall Multi Tone Horn Strobe Red Logo Only","49MTV-WRS-BA|520Hz High 75 cd",0,1.6000000000000001E-3,0,0.19800000000000001,0,1.6,198]
[4,106,null,"         Wall Multi Tone Horn Strobe Red Logo Only","49MTV-WRS-BA|520Hz Low 75 cd",null,null,null,null,null,null,null,null,null,null,null,null,null,null,null,null,null,null,null,null,null,null,null,0,null,"Wall Multi Tone Horn Strobe Red Logo Only","49MTV-WRS-BA|520Hz Low 75 cd",0,1.6000000000000001E-3,0,0.158,0,1.6,158]
[4,107,null,"         Wall Multi Tone Horn Strobe Red Logo Only","49MTV-WRS-BA|Bell/Chime High 75 cd",null,null,null,null,null,null,null,null,null,null,null,null,null,null,null,null,null,null,null,null,null,null,null,0,null,"Wall Multi Tone Horn Strobe Red Logo Only","49MTV-WRS-BA|Bell/Chime High 75 cd",0,1.6000000000000001E-3,0,0.185,0,1.6,185]
[4,108,null,"         Wall Multi Tone Horn Strobe Red Logo Only","49MTV-WRS-BA|Bell/Chime Low 75 cd",null,null,null,null,null,null,null,null,null,null,null,null,null,null,null,null,null,null,null,null,null,null,null,0,null,"Wall Multi Tone Horn Strobe Red Logo Only","49MTV-WRS-BA|Bell/Chime Low 75 cd",0,1.6000000000000001E-3,0,0.13900000000000001,0,1.6,139]
[4,109,null,"         Wall Multi Tone Horn Strobe Red Logo Only","49MTV-WRS-BA|520Hz High 110 cd",null,null,null,null,null,null,null,null,null,null,null,null,null,null,null,null,null,null,null,null,null,null,null,0,null,"Wall Multi Tone Horn Strobe Red Logo Only","49MTV-WRS-BA|520Hz High 110 cd",0,1.6000000000000001E-3,0,0.23,0,1.6,230]
[4,110,null,"         Wall Multi Tone Horn Strobe Red Logo Only","49MTV-WRS-BA|520Hz Low 110 cd",null,null,null,null,null,null,null,null,null,null,null,null,null,null,null,null,null,null,null,null,null,null,null,0,null,"Wall Multi Tone Horn Strobe Red Logo Only","49MTV-WRS-BA|520Hz Low 110 cd",0,1.6000000000000001E-3,0,0.19500000000000001,0,1.6,195]
[4,111,null,"         Wall Multi Tone Horn Strobe Red Logo Only","49MTV-WRS-BA|Bell/Chime High 110 cd",null,null,null,null,null,null,null,null,null,null,null,null,null,null,null,null,null,null,null,null,null,null,null,0,null,"Wall Multi Tone Horn Strobe Red Logo Only","49MTV-WRS-BA|Bell/Chime High 110 cd",0,1.6000000000000001E-3,0,0.21199999999999999,0,1.6,212]
[4,112,null,"         Wall Multi Tone Horn Strobe Red Logo Only","49MTV-WRS-BA|Bell/Chime Low 110 cd",null,null,null,null,null,null,null,null,null,null,null,null,null,null,null,null,null,null,null,null,null,null,null,0,null,"Wall Multi Tone Horn Strobe Red Logo Only","49MTV-WRS-BA|Bell/Chime Low 110 cd",0,1.6000000000000001E-3,0,0.17199999999999999,0,1.6,172]
[4,113,null,"         Wall Multi Tone Horn Strobe Red Logo Only","49MTV-WRS-BA|520Hz High 135 cd",null,null,null,null,null,null,null,null,null,null,null,null,null,null,null,null,null,null,null,null,null,null,null,0,null,"Wall Multi Tone Horn Strobe Red Logo Only","49MTV-WRS-BA|520Hz High 135 cd",0,1.6000000000000001E-3,0,0.26200000000000001,0,1.6,262]
[4,114,null,"         Wall Multi Tone Horn Strobe Red Logo Only","49MTV-WRS-BA|520Hz Low 135 cd",null,null,null,null,null,null,null,null,null,null,null,null,null,null,null,null,null,null,null,null,null,null,null,0,null,"Wall Multi Tone Horn Strobe Red Logo Only","49MTV-WRS-BA|520Hz Low 135 cd",0,1.6000000000000001E-3,0,0.214,0,1.6,214]
[4,115,null,"         Wall Multi Tone Horn Strobe Red Logo Only","49MTV-WRS-BA|Bell/Chime High 135 cd",null,null,null,null,null,null,null,null,null,null,null,null,null,null,null,null,null,null,null,null,null,null,null,0,null,"Wall Multi Tone Horn Strobe Red Logo Only","49MTV-WRS-BA|Bell/Chime High 135 cd",0,1.6000000000000001E-3,0,0.247,0,1.6,247]
[4,116,null,"         Wall Multi Tone Horn Strobe Red Logo Only","49MTV-WRS-BA|Bell/Chime Low 135 cd",null,null,null,null,null,null,null,null,null,null,null,null,null,null,null,null,null,null,null,null,null,null,null,0,null,"Wall Multi Tone Horn Strobe Red Logo Only","49MTV-WRS-BA|Bell/Chime Low 135 cd",0,1.6000000000000001E-3,0,0.20300000000000001,0,1.6,203]
[4,117,null,"         Wall Multi Tone Horn Strobe Red Logo Only","49MTV-WRS-BA|520Hz High 185 cd",null,null,null,null,null,null,null,null,null,null,null,null,null,null,null,null,null,null,null,null,null,null,null,0,null,"Wall Multi Tone Horn Strobe Red Logo Only","49MTV-WRS-BA|520Hz High 185 cd",0,1.6000000000000001E-3,0,0.29899999999999999,0,1.6,299]
[4,118,null,"         Wall Multi Tone Horn Strobe Red Logo Only","49MTV-WRS-BA|520Hz Low 185 cd",null,null,null,null,null,null,null,null,null,null,null,null,null,null,null,null,null,null,null,null,null,null,null,0,null,"Wall Multi Tone Horn Strobe Red Logo Only","49MTV-WRS-BA|520Hz Low 185 cd",0,{"$f":"AL1069/1000","v":1.6000000000000001E-3},0,{"$f":"AM1069/1000","v":0.25700000000000001},0,1.6,257]
[4,119,null,"         Wall Multi Tone Horn Strobe Red Logo Only","49MTV-WRS-BA|Bell/Chime High 185 cd",null,null,null,null,null,null,null,null,null,null,null,null,null,null,null,null,null,null,null,null,null,null,null,0,null,"Wall Multi Tone Horn Strobe Red Logo Only","49MTV-WRS-BA|Bell/Chime High 185 cd",0,1.6000000000000001E-3,0,0.28399999999999997,0,1.6,284]
[4,120,null,"         Wall Multi Tone Horn Strobe Red Logo Only","49MTV-WRS-BA|Bell/Chime Low 185 cd",null,null,null,null,null,null,null,null,null,null,null,null,null,null,null,null,null,null,null,null,null,null,null,0,null,"Wall Multi Tone Horn Strobe Red Logo Only","49MTV-WRS-BA|Bell/Chime Low 185 cd",0,1.6000000000000001E-3,0,0.24299999999999999,0,1.6,243]
[4,121,null,{"$f":"REPT(\"   \",A1072-1)&AE1072","v":"         Wall Multi Tone Horn Strobe White Fire"},{"$f":"AF1072","v":"49MTV-WWF|520Hz High 15 cd"},null,null,null,null,null,null,null,null,null,null,null,null,null,null,null,null,null,null,null,null,null,null,null,{"$f":"SUM(G1072:W1072)","v":0},null,"Wall Multi Tone Horn Strobe White Fire","49MTV-WWF|520Hz High 15 cd",0,1.6000000000000001E-3,{"$f":"AG1072*AH1072","v":0},0.14499999999999999,{"$f":"AG1072*AJ1072","v":0},1.6,145]
[4,122,null,"         Wall Multi Tone Horn Strobe White Fire","49MTV-WWF|520Hz Low 15 cd",null,null,null,null,null,null,null,null,null,null,null,null,null,null,null,null,null,null,null,null,null,null,null,0,null,"Wall Multi Tone Horn Strobe White Fire","49MTV-WWF|520Hz Low 15 cd",0,1.6000000000000001E-3,0,0.108,0,1.6,108]
[4,123,null,"         Wall Multi Tone Horn Strobe White Fire","49MTV-WWF|Bell/Chime High 15 cd",null,null,null,null,null,null,null,null,null,null,null,null,null,null,null,null,null,null,null,null,null,null,null,0,null,"Wall Multi Tone Horn Strobe White Fire","49MTV-WWF|Bell/Chime High 15 cd",0,1.6000000000000001E-3,0,0.13500000000000001,0,1.6,135]
[4,124,null,"         Wall Multi Tone Horn Strobe White Fire","49MTV-WWF|Bell/Chime Low 15 cd",null,null,null,null,null,null,null,null,null,null,null,null,null,null,null,null,null,null,null,null,null,null,null,0,null,"Wall Multi Tone Horn Strobe White Fire","49MTV-WWF|Bell/Chime Low 15 cd",0,1.6000000000000001E-3,0,9.9000000000000005E-2,0,1.6,99]
[4,125,null,"         Wall Multi Tone Horn Strobe White Fire","49MTV-WWF|520Hz High 30 cd",null,null,null,null,null,null,null,null,null,null,null,null,null,null,null,null,null,null,null,null,null,null,null,0,null,"Wall Multi Tone Horn Strobe White Fire","49MTV-WWF|520Hz High 30 cd",0,1.6000000000000001E-3,0,0.16300000000000001,0,1.6,163]
[4,126,null,"         Wall Multi Tone Horn Strobe White Fire","49MTV-WWF|520Hz Low 30 cd",null,null,null,null,null,null,null,null,null,null,null,null,null,null,null,null,null,null,null,null,null,null,null,0,null,"Wall Multi Tone Horn Strobe White Fire","49MTV-WWF|520Hz Low 30 cd",0,1.6000000000000001E-3,0,0.125,0,1.6,125]
[4,127,null,"         Wall Multi Tone Horn Strobe White Fire","49MTV-WWF|Bell/Chime High 30 cd",null,null,null,null,null,null,null,null,null,null,null,null,null,null,null,null,null,null,null,null,null,null,null,0,null,"Wall Multi Tone Horn Strobe White Fire","49MTV-WWF|Bell/Chime High 30 cd",0,1.6000000000000001E-3,0,0.152,0,1.6,152]
[4,128,null,"         Wall Multi Tone Horn Strobe White Fire","49MTV-WWF|Bell/Chime Low 30 cd",null,null,null,null,null,null,null,null,null,null,null,null,null,null,null,null,null,null,null,null,null,null,null,0,null,"Wall Multi Tone Horn Strobe White Fire","49MTV-WWF|Bell/Chime Low 30 cd",0,1.6000000000000001E-3,0,0.111,0,1.6,111]
[4,129,null,"         Wall Multi Tone Horn Strobe White Fire","49MTV-WWF|520Hz High 75 cd",null,null,null,null,null,null,null,null,null,null,null,null,null,null,null,null,null,null,null,null,null,null,null,0,null,"Wall Multi Tone Horn Strobe White Fire","49MTV-WWF|520Hz High 75 cd",0,1.6000000000000001E-3,0,0.19800000000000001,0,1.6,198]
[4,130,null,"         Wall Multi Tone Horn Strobe White Fire","49MTV-WWF|520Hz Low 75 cd",null,null,null,null,null,null,null,null,null,null,null,null,null,null,null,null,null,null,null,null,null,null,null,0,null,"Wall Multi Tone Horn Strobe White Fire","49MTV-WWF|520Hz Low 75 cd",0,1.6000000000000001E-3,0,0.158,0,1.6,158]
[4,131,null,"         Wall Multi Tone Horn Strobe White Fire","49MTV-WWF|Bell/Chime High 75 cd",null,null,null,null,null,null,null,null,null,null,null,null,null,null,null,null,null,null,null,null,null,null,null,0,null,"Wall Multi Tone Horn Strobe White Fire","49MTV-WWF|Bell/Chime High 75 cd",0,1.6000000000000001E-3,0,0.185,0,1.6,185]
[4,132,null,"         Wall Multi Tone Horn Strobe White Fire","49MTV-WWF|Bell/Chime Low 75 cd",null,null,null,null,null,null,null,null,null,null,null,null,null,null,null,null,null,null,null,null,null,null,null,0,null,"Wall Multi Tone Horn Strobe White Fire","49MTV-WWF|Bell/Chime Low 75 cd",0,1.6000000000000001E-3,0,0.13900000000000001,0,1.6,139]
[4,133,null,"         Wall Multi Tone Horn Strobe White Fire","49MTV-WWF|520Hz High 110 cd",null,null,null,null,null,null,null,null,null,null,null,null,null,null,null,null,null,null,null,null,null,null,null,0,null,"Wall Multi Tone Horn Strobe White Fire","49MTV-WWF|520Hz High 110 cd",0,1.6000000000000001E-3,0,0.23,0,1.6,230]
[4,134,null,"         Wall Multi Tone Horn Strobe White Fire","49MTV-WWF|520Hz Low 110 cd",null,null,null,null,null,null,null,null,null,null,null,null,null,null,null,null,null,null,null,null,null,null,null,0,null,"Wall Multi Tone Horn Strobe White Fire","49MTV-WWF|520Hz Low 110 cd",0,1.6000000000000001E-3,0,0.19500000000000001,0,1.6,195]
[4,135,null,"         Wall Multi Tone Horn Strobe White Fire","49MTV-WWF|Bell/Chime High 110 cd",null,null,null,null,null,null,null,null,null,null,null,null,null,null,null,null,null,null,null,null,null,null,null,0,null,"Wall Multi Tone Horn Strobe White Fire","49MTV-WWF|Bell/Chime High 110 cd",0,1.6000000000000001E-3,0,0.21199999999999999,0,1.6,212]
[4,136,null,"         Wall Multi Tone Horn Strobe White Fire","49MTV-WWF|Bell/Chime Low 110 cd",null,null,null,null,null,null,null,null,null,null,null,null,null,null,null,null,null,null,null,null,null,null,null,0,null,"Wall Multi Tone Horn Strobe White Fire","49MTV-WWF|Bell/Chime Low 110 cd",0,1.6000000000000001E-3,0,0.17199999999999999,0,1.6,172]
[4,137,null,"         Wall Multi Tone Horn Strobe White Fire","49MTV-WWF|520Hz High 135 cd",null,null,null,null,null,null,null,null,null,null,null,null,null,null,null,null,null,null,null,null,null,null,null,0,null,"Wall Multi Tone Horn Strobe White Fire","49MTV-WWF|520Hz High 135 cd",0,1.6000000000000001E-3,0,0.26200000000000001,0,1.6,262]
[4,138,null,"         Wall Multi Tone Horn Strobe White Fire","49MTV-WWF|520Hz Low 135 cd",null,null,null,null,null,null,null,null,null,null,null,null,null,null,null,null,null,null,null,null,null,null,null,0,null,"Wall Multi Tone Horn Strobe White Fire","49MTV-WWF|520Hz Low 135 cd",0,1.6000000000000001E-3,0,0.214,0,1.6,214]
[4,139,null,"         Wall Multi Tone Horn Strobe White Fire","49MTV-WWF|Bell/Chime High 135 cd",null,null,null,null,null,null,null,null,null,null,null,null,null,null,null,null,null,null,null,null,null,null,null,0,null,"Wall Multi Tone Horn Strobe White Fire","49MTV-WWF|Bell/Chime High 135 cd",0,1.6000000000000001E-3,0,0.247,0,1.6,247]
[4,140,null,"         Wall Multi Tone Horn Strobe White Fire","49MTV-WWF|Bell/Chime Low 135 cd",null,null,null,null,null,null,null,null,null,null,null,null,null,null,null,null,null,null,null,null,null,null,null,0,null,"Wall Multi Tone Horn Strobe White Fire","49MTV-WWF|Bell/Chime Low 135 cd",0,1.6000000000000001E-3,0,0.20300000000000001,0,1.6,203]
[4,141,null,"         Wall Multi Tone Horn Strobe White Fire","49MTV-WWF|520Hz High 185 cd",null,null,null,null,null,null,null,null,null,null,null,null,null,null,null,null,null,null,null,null,null,null,null,0,null,"Wall Multi Tone Horn Strobe White Fire","49MTV-WWF|520Hz High 185 cd",0,1.6000000000000001E-3,0,0.29899999999999999,0,1.6,299]
[4,142,null,"         Wall Multi Tone Horn Strobe White Fire","49MTV-WWF|520Hz Low 185 cd",null,null,null,null,null,null,null,null,null,null,null,null,null,null,null,null,null,null,null,null,null,null,null,0,null,"Wall Multi Tone Horn Strobe White Fire","49MTV-WWF|520Hz Low 185 cd",0,{"$f":"AL1093/1000","v":1.6000000000000001E-3},0,{"$f":"AM1093/1000","v":0.25700000000000001},0,1.6,257]
[4,{"$f":"IF(OR(C1094=\"+\",C1094=\"-\"),0,B1093+1)","v":143},null,"         Wall Multi Tone Horn Strobe White Fire","49MTV-WWF|Bell/Chime High 185 cd",null,null,null,null,null,null,null,null,null,null,null,null,null,null,null,null,null,null,null,null,null,null,null,0,null,"Wall Multi Tone Horn Strobe White Fire","49MTV-WWF|Bell/Chime High 185 cd",0,1.6000000000000001E-3,0,0.28399999999999997,0,1.6,284]
[4,144,null,"         Wall Multi Tone Horn Strobe White Fire","49MTV-WWF|Bell/Chime Low 185 cd",null,null,null,null,null,null,null,null,null,null,null,null,null,null,null,null,null,null,null,null,null,null,null,0,null,"Wall Multi Tone Horn Strobe White Fire","49MTV-WWF|Bell/Chime Low 185 cd",0,1.6000000000000001E-3,0,0.24299999999999999,0,1.6,243]
[4,145,null,{"$f":"REPT(\"   \",A1096-1)&AE1096","v":"         Wall Multi Tone Horn Strobe White Fire BA"},{"$f":"AF1096","v":"49MTV-WWF-BA|520Hz High 15 cd"},null,null,null,null,null,null,null,null,null,null,null,null,null,null,null,null,null,null,null,null,null,null,null,{"$f":"SUM(G1096:W1096)","v":0},null,"Wall Multi Tone Horn Strobe White Fire BA","49MTV-WWF-BA|520Hz High 15 cd",0,1.6000000000000001E-3,{"$f":"AG1096*AH1096","v":0},0.14499999999999999,{"$f":"AG1096*AJ1096","v":0},1.6,145]
[4,146,null,"         Wall Multi Tone Horn Strobe White Fire BA","49MTV-WWF-BA|520Hz Low 15 cd",null,null,null,null,null,null,null,null,null,null,null,null,null,null,null,null,null,null,null,null,null,null,null,0,null,"Wall Multi Tone Horn Strobe White Fire BA","49MTV-WWF-BA|520Hz Low 15 cd",0,1.6000000000000001E-3,0,0.108,0,1.6,108]
[4,147,null,"         Wall Multi Tone Horn Strobe White Fire BA","49MTV-WWF-BA|Bell/Chime High 15 cd",null,null,null,null,null,null,null,null,null,null,null,null,null,null,null,null,null,null,null,null,null,null,null,0,null,"Wall Multi Tone Horn Strobe White Fire BA","49MTV-WWF-BA|Bell/Chime High 15 cd",0,1.6000000000000001E-3,0,0.13500000000000001,0,1.6,135]
[4,148,null,"         Wall Multi Tone Horn Strobe White Fire BA","49MTV-WWF-BA|Bell/Chime Low 15 cd",null,null,null,null,null,null,null,null,null,null,null,null,null,null,null,null,null,null,null,null,null,null,null,0,null,"Wall Multi Tone Horn Strobe White Fire BA","49MTV-WWF-BA|Bell/Chime Low 15 cd",0,1.6000000000000001E-3,0,9.9000000000000005E-2,0,1.6,99]
[4,149,null,"         Wall Multi Tone Horn Strobe White Fire BA","49MTV-WWF-BA|520Hz High 30 cd",null,null,null,null,null,null,null,null,null,null,null,null,null,null,null,null,null,null,null,null,null,null,null,0,null,"Wall Multi Tone Horn Strobe White Fire BA","49MTV-WWF-BA|520Hz High 30 cd",0,1.6000000000000001E-3,0,0.16300000000000001,0,1.6,163]
[4,150,null,"         Wall Multi Tone Horn Strobe White Fire BA","49MTV-WWF-BA|520Hz Low 30 cd",null,null,null,null,null,null,null,null,null,null,null,null,null,null,null,null,null,null,null,null,null,null,null,0,null,"Wall Multi Tone Horn Strobe White Fire BA","49MTV-WWF-BA|520Hz Low 30 cd",0,1.6000000000000001E-3,0,0.125,0,1.6,125]
[4,151,null,"         Wall Multi Tone Horn Strobe White Fire BA","49MTV-WWF-BA|Bell/Chime High 30 cd",null,null,null,null,null,null,null,null,null,null,null,null,null,null,null,null,null,null,null,null,null,null,null,0,null,"Wall Multi Tone Horn Strobe White Fire BA","49MTV-WWF-BA|Bell/Chime High 30 cd",0,1.6000000000000001E-3,0,0.152,0,1.6,152]
[4,152,null,"         Wall Multi Tone Horn Strobe White Fire BA","49MTV-WWF-BA|Bell/Chime Low 30 cd",null,null,null,null,null,null,null,null,null,null,null,null,null,null,null,null,null,null,null,null,null,null,null,0,null,"Wall Multi Tone Horn Strobe White Fire BA","49MTV-WWF-BA|Bell/Chime Low 30 cd",0,1.6000000000000001E-3,0,0.111,0,1.6,111]
[4,153,null,"         Wall Multi Tone Horn Strobe White Fire BA","49MTV-WWF-BA|520Hz High 75 cd",null,null,null,null,null,null,null,null,null,null,null,null,null,null,null,null,null,null,null,null,null,null,null,0,null,"Wall Multi Tone Horn Strobe White Fire BA","49MTV-WWF-BA|520Hz High 75 cd",0,1.6000000000000001E-3,0,0.19800000000000001,0,1.6,198]
[4,154,null,"         Wall Multi Tone Horn Strobe White Fire BA","49MTV-WWF-BA|520Hz Low 75 cd",null,null,null,null,null,null,null,null,null,null,null,null,null,null,null,null,null,null,null,null,null,null,null,0,null,"Wall Multi Tone Horn Strobe White Fire BA","49MTV-WWF-BA|520Hz Low 75 cd",0,1.6000000000000001E-3,0,0.158,0,1.6,158]
[4,155,null,"         Wall Multi Tone Horn Strobe White Fire BA","49MTV-WWF-BA|Bell/Chime High 75 cd",null,null,null,null,null,null,null,null,null,null,null,null,null,null,null,null,null,null,null,null,null,null,null,0,null,"Wall Multi Tone Horn Strobe White Fire BA","49MTV-WWF-BA|Bell/Chime High 75 cd",0,1.6000000000000001E-3,0,0.185,0,1.6,185]
[4,156,null,"         Wall Multi Tone Horn Strobe White Fire BA","49MTV-WWF-BA|Bell/Chime Low 75 cd",null,null,null,null,null,null,null,null,null,null,null,null,null,null,null,null,null,null,null,null,null,null,null,0,null,"Wall Multi Tone Horn Strobe White Fire BA","49MTV-WWF-BA|Bell/Chime Low 75 cd",0,1.6000000000000001E-3,0,0.13900000000000001,0,1.6,139]
[4,157,null,"         Wall Multi Tone Horn Strobe White Fire BA","49MTV-WWF-BA|520Hz High 110 cd",null,null,null,null,null,null,null,null,null,null,null,null,null,null,null,null,null,null,null,null,null,null,null,0,null,"Wall Multi Tone Horn Strobe White Fire BA","49MTV-WWF-BA|520Hz High 110 cd",0,1.6000000000000001E-3,0,0.23,0,1.6,230]
[4,158,null,"         Wall Multi Tone Horn Strobe White Fire BA","49MTV-WWF-BA|520Hz Low 110 cd",null,null,null,null,null,null,null,null,null,null,null,null,null,null,null,null,null,null,null,null,null,null,null,0,null,"Wall Multi Tone Horn Strobe White Fire BA","49MTV-WWF-BA|520Hz Low 110 cd",0,1.6000000000000001E-3,0,0.19500000000000001,0,1.6,195]
[4,159,null,"         Wall Multi Tone Horn Strobe White Fire BA","49MTV-WWF-BA|Bell/Chime High 110 cd",null,null,null,null,null,null,null,null,null,null,null,null,null,null,null,null,null,null,null,null,null,null,null,0,null,"Wall Multi Tone Horn Strobe White Fire BA","49MTV-WWF-BA|Bell/Chime High 110 cd",0,1.6000000000000001E-3,0,0.21199999999999999,0,1.6,212]
[4,160,null,"         Wall Multi Tone Horn Strobe White Fire BA","49MTV-WWF-BA|Bell/Chime Low 110 cd",null,null,null,null,null,null,null,null,null,null,null,null,null,null,null,null,null,null,null,null,null,null,null,0,null,"Wall Multi Tone Horn Strobe White Fire BA","49MTV-WWF-BA|Bell/Chime Low 110 cd",0,1.6000000000000001E-3,0,0.17199999999999999,0,1.6,172]
[4,161,null,"         Wall Multi Tone Horn Strobe White Fire BA","49MTV-WWF-BA|520Hz High 135 cd",null,null,null,null,null,null,null,null,null,null,null,null,null,null,null,null,null,null,null,null,null,null,null,0,null,"Wall Multi Tone Horn Strobe White Fire BA","49MTV-WWF-BA|520Hz High 135 cd",0,1.6000000000000001E-3,0,0.26200000000000001,0,1.6,262]
[4,162,null,"         Wall Multi Tone Horn Strobe White Fire BA","49MTV-WWF-BA|520Hz Low 135 cd",null,null,null,null,null,null,null,null,null,null,null,null,null,null,null,null,null,null,null,null,null,null,null,0,null,"Wall Multi Tone Horn Strobe White Fire BA","49MTV-WWF-BA|520Hz Low 135 cd",0,1.6000000000000001E-3,0,0.214,0,1.6,214]
[4,163,null,"         Wall Multi Tone Horn Strobe White Fire BA","49MTV-WWF-BA|Bell/Chime High 135 cd",null,null,null,null,null,null,null,null,null,null,null,null,null,null,null,null,null,null,null,null,null,null,null,0,null,"Wall Multi Tone Horn Strobe White Fire BA","49MTV-WWF-BA|Bell/Chime High 135 cd",0,1.6000000000000001E-3,0,0.247,0,1.6,247]
[4,164,null,"         Wall Multi Tone Horn Strobe White Fire BA","49MTV-WWF-BA|Bell/Chime Low 135 cd",null,null,null,null,null,null,null,null,null,null,null,null,null,null,null,null,null,null,null,null,null,null,null,0,null,"Wall Multi Tone Horn Strobe White Fire BA","49MTV-WWF-BA|Bell/Chime Low 135 cd",0,1.6000000000000001E-3,0,0.20300000000000001,0,1.6,203]
[4,165,null,"         Wall Multi Tone Horn Strobe White Fire BA","49MTV-WWF-BA|520Hz High 185 cd",null,null,null,null,null,null,null,null,null,null,null,null,null,null,null,null,null,null,null,null,null,null,null,0,null,"Wall Multi Tone Horn Strobe White Fire BA","49MTV-WWF-BA|520Hz High 185 cd",0,1.6000000000000001E-3,0,0.29899999999999999,0,1.6,299]
[4,166,null,"         Wall Multi Tone Horn Strobe White Fire BA","49MTV-WWF-BA|520Hz Low 185 cd",null,null,null,null,null,null,null,null,null,null,null,null,null,null,null,null,null,null,null,null,null,null,null,0,null,"Wall Multi Tone Horn Strobe White Fire BA","49MTV-WWF-BA|520Hz Low 185 cd",0,{"$f":"AL1117/1000","v":1.6000000000000001E-3},0,{"$f":"AM1117/1000","v":0.25700000000000001},0,1.6,257]
[4,167,null,"         Wall Multi Tone Horn Strobe White Fire BA","49MTV-WWF-BA|Bell/Chime High 185 cd",null,null,null,null,null,null,null,null,null,null,null,null,null,null,null,null,null,null,null,null,null,null,null,0,null,"Wall Multi Tone Horn Strobe White Fire BA","49MTV-WWF-BA|Bell/Chime High 185 cd",0,1.6000000000000001E-3,0,0.28399999999999997,0,1.6,284]
[4,168,null,"         Wall Multi Tone Horn Strobe White Fire BA","49MTV-WWF-BA|Bell/Chime Low 185 cd",null,null,null,null,null,null,null,null,null,null,null,null,null,null,null,null,null,null,null,null,null,null,null,0,null,"Wall Multi Tone Horn Strobe White Fire BA","49MTV-WWF-BA|Bell/Chime Low 185 cd",0,1.6000000000000001E-3,0,0.24299999999999999,0,1.6,243]
[4,169,null,{"$f":"REPT(\"   \",A1120-1)&AE1120","v":"         Wall Multi Tone Horn Strobe White Logo Only"},{"$f":"AF1120","v":"49MTV-WWS-BA|520Hz High 15 cd"},null,null,null,null,null,null,null,null,null,null,null,null,null,null,null,null,null,null,null,null,null,null,null,{"$f":"SUM(G1120:W1120)","v":0},null,"Wall Multi Tone Horn Strobe White Logo Only","49MTV-WWS-BA|520Hz High 15 cd",0,1.6000000000000001E-3,{"$f":"AG1120*AH1120","v":0},0.14499999999999999,{"$f":"AG1120*AJ1120","v":0},1.6,145]
[4,170,null,"         Wall Multi Tone Horn Strobe White Logo Only","49MTV-WWS-BA|520Hz Low 15 cd",null,null,null,null,null,null,null,null,null,null,null,null,null,null,null,null,null,null,null,null,null,null,null,0,null,"Wall Multi Tone Horn Strobe White Logo Only","49MTV-WWS-BA|520Hz Low 15 cd",0,1.6000000000000001E-3,0,0.108,0,1.6,108]
[4,171,null,"         Wall Multi Tone Horn Strobe White Logo Only","49MTV-WWS-BA|Bell/Chime High 15 cd",null,null,null,null,null,null,null,null,null,null,null,null,null,null,null,null,null,null,null,null,null,null,null,0,null,"Wall Multi Tone Horn Strobe White Logo Only","49MTV-WWS-BA|Bell/Chime High 15 cd",0,1.6000000000000001E-3,0,0.13500000000000001,0,1.6,135]
[4,172,null,"         Wall Multi Tone Horn Strobe White Logo Only","49MTV-WWS-BA|Bell/Chime Low 15 cd",null,null,null,null,null,null,null,null,null,null,null,null,null,null,null,null,null,null,null,null,null,null,null,0,null,"Wall Multi Tone Horn Strobe White Logo Only","49MTV-WWS-BA|Bell/Chime Low 15 cd",0,1.6000000000000001E-3,0,9.9000000000000005E-2,0,1.6,99]
[4,173,null,"         Wall Multi Tone Horn Strobe White Logo Only","49MTV-WWS-BA|520Hz High 30 cd",null,null,null,null,null,null,null,null,null,null,null,null,null,null,null,null,null,null,null,null,null,null,null,0,null,"Wall Multi Tone Horn Strobe White Logo Only","49MTV-WWS-BA|520Hz High 30 cd",0,1.6000000000000001E-3,0,0.16300000000000001,0,1.6,163]
[4,174,null,"         Wall Multi Tone Horn Strobe White Logo Only","49MTV-WWS-BA|520Hz Low 30 cd",null,null,null,null,null,null,null,null,null,null,null,null,null,null,null,null,null,null,null,null,null,null,null,0,null,"Wall Multi Tone Horn Strobe White Logo Only","49MTV-WWS-BA|520Hz Low 30 cd",0,1.6000000000000001E-3,0,0.125,0,1.6,125]
[4,175,null,"         Wall Multi Tone Horn Strobe White Logo Only","49MTV-WWS-BA|Bell/Chime High 30 cd",null,null,null,null,null,null,null,null,null,null,null,null,null,null,null,null,null,null,null,null,null,null,null,0,null,"Wall Multi Tone Horn Strobe White Logo Only","49MTV-WWS-BA|Bell/Chime High 30 cd",0,1.6000000000000001E-3,0,0.152,0,1.6,152]
[4,176,null,"         Wall Multi Tone Horn Strobe White Logo Only","49MTV-WWS-BA|Bell/Chime Low 30 cd",null,null,null,null,null,null,null,null,null,null,null,null,null,null,null,null,null,null,null,null,null,null,null,0,null,"Wall Multi Tone Horn Strobe White Logo Only","49MTV-WWS-BA|Bell/Chime Low 30 cd",0,1.6000000000000001E-3,0,0.111,0,1.6,111]
[4,177,null,"         Wall Multi Tone Horn Strobe White Logo Only","49MTV-WWS-BA|520Hz High 75 cd",null,null,null,null,null,null,null,null,null,null,null,null,null,null,null,null,null,null,null,null,null,null,null,0,null,"Wall Multi Tone Horn Strobe White Logo Only","49MTV-WWS-BA|520Hz High 75 cd",0,1.6000000000000001E-3,0,0.19800000000000001,0,1.6,198]
[4,178,null,"         Wall Multi Tone Horn Strobe White Logo Only","49MTV-WWS-BA|520Hz Low 75 cd",null,null,null,null,null,null,null,null,null,null,null,null,null,null,null,null,null,null,null,null,null,null,null,0,null,"Wall Multi Tone Horn Strobe White Logo Only","49MTV-WWS-BA|520Hz Low 75 cd",0,1.6000000000000001E-3,0,0.158,0,1.6,158]
[4,179,null,"         Wall Multi Tone Horn Strobe White Logo Only","49MTV-WWS-BA|Bell/Chime High 75 cd",null,null,null,null,null,null,null,null,null,null,null,null,null,null,null,null,null,null,null,null,null,null,null,0,null,"Wall Multi Tone Horn Strobe White Logo Only","49MTV-WWS-BA|Bell/Chime High 75 cd",0,1.6000000000000001E-3,0,0.185,0,1.6,185]
[4,180,null,"         Wall Multi Tone Horn Strobe White Logo Only","49MTV-WWS-BA|Bell/Chime Low 75 cd",null,null,null,null,null,null,null,null,null,null,null,null,null,null,null,null,null,null,null,null,null,null,null,0,null,"Wall Multi Tone Horn Strobe White Logo Only","49MTV-WWS-BA|Bell/Chime Low 75 cd",0,1.6000000000000001E-3,0,0.13900000000000001,0,1.6,139]
[4,181,null,"         Wall Multi Tone Horn Strobe White Logo Only","49MTV-WWS-BA|520Hz High 110 cd",null,null,null,null,null,null,null,null,null,null,null,null,null,null,null,null,null,null,null,null,null,null,null,0,null,"Wall Multi Tone Horn Strobe White Logo Only","49MTV-WWS-BA|520Hz High 110 cd",0,1.6000000000000001E-3,0,0.23,0,1.6,230]
[4,182,null,"         Wall Multi Tone Horn Strobe White Logo Only","49MTV-WWS-BA|520Hz Low 110 cd",null,null,null,null,null,null,null,null,null,null,null,null,null,null,null,null,null,null,null,null,null,null,null,0,null,"Wall Multi Tone Horn Strobe White Logo Only","49MTV-WWS-BA|520Hz Low 110 cd",0,1.6000000000000001E-3,0,0.19500000000000001,0,1.6,195]
[4,183,null,"         Wall Multi Tone Horn Strobe White Logo Only","49MTV-WWS-BA|Bell/Chime High 110 cd",null,null,null,null,null,null,null,null,null,null,null,null,null,null,null,null,null,null,null,null,null,null,null,0,null,"Wall Multi Tone Horn Strobe White Logo Only","49MTV-WWS-BA|Bell/Chime High 110 cd",0,1.6000000000000001E-3,0,0.21199999999999999,0,1.6,212]
[4,184,null,"         Wall Multi Tone Horn Strobe White Logo Only","49MTV-WWS-BA|Bell/Chime Low 110 cd",null,null,null,null,null,null,null,null,null,null,null,null,null,null,null,null,null,null,null,null,null,null,null,0,null,"Wall Multi Tone Horn Strobe White Logo Only","49MTV-WWS-BA|Bell/Chime Low 110 cd",0,1.6000000000000001E-3,0,0.17199999999999999,0,1.6,172]
[4,185,null,"         Wall Multi Tone Horn Strobe White Logo Only","49MTV-WWS-BA|520Hz High 135 cd",null,null,null,null,null,null,null,null,null,null,null,null,null,null,null,null,null,null,null,null,null,null,null,0,null,"Wall Multi Tone Horn Strobe White Logo Only","49MTV-WWS-BA|520Hz High 135 cd",0,1.6000000000000001E-3,0,0.26200000000000001,0,1.6,262]
[4,186,null,"         Wall Multi Tone Horn Strobe White Logo Only","49MTV-WWS-BA|520Hz Low 135 cd",null,null,null,null,null,null,null,null,null,null,null,null,null,null,null,null,null,null,null,null,null,null,null,0,null,"Wall Multi Tone Horn Strobe White Logo Only","49MTV-WWS-BA|520Hz Low 135 cd",0,1.6000000000000001E-3,0,0.214,0,1.6,214]
[4,187,null,"         Wall Multi Tone Horn Strobe White Logo Only","49MTV-WWS-BA|Bell/Chime High 135 cd",null,null,null,null,null,null,null,null,null,null,null,null,null,null,null,null,null,null,null,null,null,null,null,0,null,"Wall Multi Tone Horn Strobe White Logo Only","49MTV-WWS-BA|Bell/Chime High 135 cd",0,1.6000000000000001E-3,0,0.247,0,1.6,247]
[4,188,null,"         Wall Multi Tone Horn Strobe White Logo Only","49MTV-WWS-BA|Bell/Chime Low 135 cd",null,null,null,null,null,null,null,null,null,null,null,null,null,null,null,null,null,null,null,null,null,null,null,0,null,"Wall Multi Tone Horn Strobe White Logo Only","49MTV-WWS-BA|Bell/Chime Low 135 cd",0,1.6000000000000001E-3,0,0.20300000000000001,0,1.6,203]
[4,189,null,"         Wall Multi Tone Horn Strobe White Logo Only","49MTV-WWS-BA|520Hz High 185 cd",null,null,null,null,null,null,null,null,null,null,null,null,null,null,null,null,null,null,null,null,null,null,null,0,null,"Wall Multi Tone Horn Strobe White Logo Only","49MTV-WWS-BA|520Hz High 185 cd",0,1.6000000000000001E-3,0,0.29899999999999999,0,1.6,299]
[4,190,null,"         Wall Multi Tone Horn Strobe White Logo Only","49MTV-WWS-BA|520Hz Low 185 cd",null,null,null,null,null,null,null,null,null,null,null,null,null,null,null,null,null,null,null,null,null,null,null,0,null,"Wall Multi Tone Horn Strobe White Logo Only","49MTV-WWS-BA|520Hz Low 185 cd",0,{"$f":"AL1141/1000","v":1.6000000000000001E-3},0,{"$f":"AM1141/1000","v":0.25700000000000001},0,1.6,257]
[4,191,null,"         Wall Multi Tone Horn Strobe White Logo Only","49MTV-WWS-BA|Bell/Chime High 185 cd",null,null,null,null,null,null,null,null,null,null,null,null,null,null,null,null,null,null,null,null,null,null,null,0,null,"Wall Multi Tone Horn Strobe White Logo Only","49MTV-WWS-BA|Bell/Chime High 185 cd",0,1.6000000000000001E-3,0,0.28399999999999997,0,1.6,284]
[4,192,null,"         Wall Multi Tone Horn Strobe White Logo Only","49MTV-WWS-BA|Bell/Chime Low 185 cd",null,null,null,null,null,null,null,null,null,null,null,null,null,null,null,null,null,null,null,null,null,null,null,0,null,"Wall Multi Tone Horn Strobe White Logo Only","49MTV-WWS-BA|Bell/Chime Low 185 cd",0,1.6000000000000001E-3,0,0.24299999999999999,0,1.6,243]
[3,0,"+","      WALL CHIME",0,null,null,null,null,null,null,null,null,null,null,null,null,null,null,null,null,null,null,null,null,null,null,null,0,null,"WALL CHIME",null,0,0,0,0,0]
[4,1,null,"         Wall Chime","49CHO-APPLW|Chime",null,null,null,null,null,null,null,null,null,null,null,null,null,null,null,null,null,null,null,null,null,null,null,0,null,"Wall Chime","49CHO-APPLW|Chime",0,8.0000000000000004E-4,{"$f":"AG1145*AH1145","v":0},1.9E-2,{"$f":"AG1145*AJ1145","v":0},0.8,19]
[3,0,"+","      WALL CHIME STROBE XENON",0,null,null,null,null,null,null,null,null,null,null,null,null,null,null,null,null,null,null,null,null,null,null,null,0,null,"WALL CHIME STROBE XENON",null,0,0,0,0,0]
[4,1,null,"         Wall Chime Strobe","49CHV-APPLW|15 cd",null,null,null,null,null,null,null,null,null,null,null,null,null,null,null,null,null,null,null,null,null,null,null,0,null,"Wall Chime Strobe","49CHV-APPLW|15 cd",0,8.0000000000000004E-4,0,6.4000000000000001E-2,0,0.8,64]
[4,2,null,"         Wall Chime Strobe","49CHV-APPLW|30 cd",null,null,null,null,null,null,null,null,null,null,null,null,null,null,null,null,null,null,null,null,null,null,null,0,null,"Wall Chime Strobe","49CHV-APPLW|30 cd",0,8.0000000000000004E-4,0,7.5999999999999998E-2,0,0.8,76]
[4,3,null,"         Wall Chime Strobe","49CHV-APPLW|75 cd",null,null,null,null,null,null,null,null,null,null,null,null,null,null,null,null,null,null,null,null,null,null,null,0,null,"Wall Chime Strobe","49CHV-APPLW|75 cd",0,8.0000000000000004E-4,0,0.115,0,0.8,115]
[4,4,null,"         Wall Chime Strobe","49CHV-APPLW|110 cd",null,null,null,null,null,null,null,null,null,null,null,null,null,null,null,null,null,null,null,null,null,null,null,0,null,"Wall Chime Strobe","49CHV-APPLW|110 cd",0,8.0000000000000004E-4,0,0.15,0,0.8,150]
[4,5,null,"         Wall Chime Strobe","49CHV-APPLW|135 cd",null,null,null,null,null,null,null,null,null,null,null,null,null,null,null,null,null,null,null,null,null,null,null,0,null,"Wall Chime Strobe","49CHV-APPLW|135 cd",0,8.0000000000000004E-4,0,0.17199999999999999,0,0.8,172]
[4,6,null,"         Wall Chime Strobe","49CHV-APPLW|185 cd",null,null,null,null,null,null,null,null,null,null,null,null,null,null,null,null,null,null,null,null,null,null,null,0,null,"Wall Chime Strobe","49CHV-APPLW|185 cd",0,8.0000000000000004E-4,0,0.22500000000000001,0,0.8,225]
[3,0,"+","      WALL STROBE XENON",0,null,null,null,null,null,null,null,null,null,null,null,null,null,null,null,null,null,null,null,null,null,null,null,0,null,"WALL STROBE XENON",null,0,0,0,0,0]
[4,1,"★","         Wall Strobe","49VO-APPLW|15 cd",null,null,null,null,null,null,null,null,null,null,null,null,null,null,null,null,null,null,null,null,null,null,null,0,null,"Wall Strobe","49VO-APPLW|15 cd",0,8.0000000000000004E-4,0,4.7E-2,0,0.8,47]
[4,2,"★","         Wall Strobe","49VO-APPLW|30 cd",null,null,null,null,null,null,null,null,null,null,null,null,null,null,null,null,null,null,null,null,null,null,null,0,null,"Wall Strobe","49VO-APPLW|30 cd",0,8.0000000000000004E-4,0,5.7000000000000002E-2,0,0.8,57]
[4,3,"★","         Wall Strobe","49VO-APPLW|75 cd",null,null,null,null,null,null,null,null,null,null,null,null,null,null,null,null,null,null,null,null,null,null,null,0,null,"Wall Strobe","49VO-APPLW|75 cd",0,8.0000000000000004E-4,0,0.1,0,0.8,100]
[4,4,"★","         Wall Strobe","49VO-APPLW|110 cd",null,null,null,null,null,null,null,null,null,null,null,null,null,null,null,null,null,null,null,null,null,null,null,0,null,"Wall Strobe","49VO-APPLW|110 cd",0,8.0000000000000004E-4,0,0.13200000000000001,0,0.8,132]
[4,{"$f":"IF(OR(C1158=\"+\",C1158=\"-\"),0,B1157+1)","v":5},"★","         Wall Strobe","49VO-APPLW|135 cd",null,null,null,null,null,null,null,null,null,null,null,null,null,null,null,null,null,null,null,null,null,null,null,0,null,"Wall Strobe","49VO-APPLW|135 cd",0,8.0000000000000004E-4,0,0.16,0,0.8,160]
[4,6,"★","         Wall Strobe","49VO-APPLW|185 cd",null,null,null,null,null,null,null,null,null,null,null,null,null,null,null,null,null,null,null,null,null,null,null,0,null,"Wall Strobe","49VO-APPLW|185 cd",0,8.0000000000000004E-4,0,0.20799999999999999,0,0.8,208]
[4,7,null,"         Wall Strobe Buy America","49VO-APPLW-BA|15 cd",null,null,null,null,null,null,null,null,null,null,null,null,null,null,null,null,null,null,null,null,null,null,null,0,null,"Wall Strobe Buy America","49VO-APPLW-BA|15 cd",0,8.0000000000000004E-4,0,4.7E-2,0,0.8,47]
[4,8,null,"         Wall Strobe Buy America","49VO-APPLW-BA|30 cd",null,null,null,null,null,null,null,null,null,null,null,null,null,null,null,null,null,null,null,null,null,null,null,0,null,"Wall Strobe Buy America","49VO-APPLW-BA|30 cd",0,8.0000000000000004E-4,0,5.7000000000000002E-2,0,0.8,57]
[4,9,null,"         Wall Strobe Buy America","49VO-APPLW-BA|75 cd",null,null,null,null,null,null,null,null,null,null,null,null,null,null,null,null,null,null,null,null,null,null,null,0,null,"Wall Strobe Buy America","49VO-APPLW-BA|75 cd",0,8.0000000000000004E-4,0,0.1,0,0.8,100]
[4,10,null,"         Wall Strobe Buy America","49VO-APPLW-BA|110 cd",null,null,null,null,null,null,null,null,null,null,null,null,null,null,null,null,null,null,null,null,null,null,null,0,null,"Wall Strobe Buy America","49VO-APPLW-BA|110 cd",0,8.0000000000000004E-4,0,0.13200000000000001,0,0.8,132]
[4,11,null,"         Wall Strobe Buy America","49VO-APPLW-BA|135 cd",null,null,null,null,null,null,null,null,null,null,null,null,null,null,null,null,null,null,null,null,null,null,null,0,null,"Wall Strobe Buy America","49VO-APPLW-BA|135 cd",0,8.0000000000000004E-4,0,0.16,0,0.8,160]
[4,12,null,"         Wall Strobe Buy America","49VO-APPLW-BA|185 cd",null,null,null,null,null,null,null,null,null,null,null,null,null,null,null,null,null,null,null,null,null,null,null,{"$f":"SUM(G1165:W1165)","v":0},null,"Wall Strobe Buy America","49VO-APPLW-BA|185 cd",0,8.0000000000000004E-4,0,0.20799999999999999,0,0.8,208]
[4,13,null,"         Wall Strobe For Colored Lens","49VO-APPLWE|15 cd",null,null,null,null,null,null,null,null,null,null,null,null,null,null,null,null,null,null,null,null,null,null,null,0,null,"Wall Strobe For Colored Lens","49VO-APPLWE|15 cd",0,8.0000000000000004E-4,0,4.7E-2,0,0.8,47]
[4,14,null,"         Wall Strobe For Colored Lens","49VO-APPLWE|30 cd",null,null,null,null,null,null,null,null,null,null,null,null,null,null,null,null,null,null,null,null,null,null,null,0,null,"Wall Strobe For Colored Lens","49VO-APPLWE|30 cd",0,8.0000000000000004E-4,0,5.7000000000000002E-2,0,0.8,57]
[4,15,null,"         Wall Strobe For Colored Lens",{"$f":"AF1168","v":"49VO-APPLWE|75 cd"},null,null,null,null,null,null,null,null,null,null,null,null,null,null,null,null,null,null,null,null,null,null,null,0,null,"Wall Strobe For Colored Lens","49VO-APPLWE|75 cd",0,8.0000000000000004E-4,0,0.1,0,0.8,100]
[4,16,null,"         Wall Strobe For Colored Lens","49VO-APPLWE|110 cd",null,null,null,null,null,null,null,null,null,null,null,null,null,null,null,null,null,null,null,null,null,null,null,0,null,"Wall Strobe For Colored Lens","49VO-APPLWE|110 cd",0,8.0000000000000004E-4,0,0.13200000000000001,0,0.8,132]
[4,17,null,"         Wall Strobe For Colored Lens","49VO-APPLWE|135 cd",null,null,null,null,null,null,null,null,null,null,null,null,null,null,null,null,null,null,null,null,null,null,null,0,null,"Wall Strobe For Colored Lens","49VO-APPLWE|135 cd",0,8.0000000000000004E-4,0,0.16,0,0.8,160]
[4,18,null,"         Wall Strobe For Colored Lens","49VO-APPLWE|185 cd",null,null,null,null,null,null,null,null,null,null,null,null,null,null,null,null,null,null,null,null,null,null,null,0,null,"Wall Strobe For Colored Lens","49VO-APPLWE|185 cd",0,8.0000000000000004E-4,0,0.20799999999999999,0,0.8,208]
[4,19,null,"         Wall Strobe For Colored Lens Buy America","49VO-APPLWE-BA|15 cd",null,null,null,null,null,null,null,null,null,null,null,null,null,null,null,null,null,null,null,null,null,null,null,0,null,"Wall Strobe For Colored Lens Buy America","49VO-APPLWE-BA|15 cd",0,8.0000000000000004E-4,0,4.7E-2,0,0.8,47]
[4,20,null,"         Wall Strobe For Colored Lens Buy America","49VO-APPLWE-BA|30 cd",null,null,null,null,null,null,null,null,null,null,null,null,null,null,null,null,null,null,null,null,null,null,null,0,null,"Wall Strobe For Colored Lens Buy America","49VO-APPLWE-BA|30 cd",0,8.0000000000000004E-4,0,5.7000000000000002E-2,0,0.8,57]
[4,21,null,"         Wall Strobe For Colored Lens Buy America","49VO-APPLWE-BA|75 cd",null,null,null,null,null,null,null,null,null,null,null,null,null,null,null,null,null,null,null,null,null,null,null,0,null,"Wall Strobe For Colored Lens Buy America","49VO-APPLWE-BA|75 cd",0,8.0000000000000004E-4,0,0.1,0,0.8,100]
[4,22,null,"         Wall Strobe For Colored Lens Buy America","49VO-APPLWE-BA|110 cd",null,null,null,null,null,null,null,null,null,null,null,null,null,null,null,null,null,null,null,null,null,null,null,0,null,"Wall Strobe For Colored Lens Buy America","49VO-APPLWE-BA|110 cd",0,8.0000000000000004E-4,0,0.13200000000000001,0,0.8,132]
[4,23,null,"         Wall Strobe For Colored Lens Buy America","49VO-APPLWE-BA|135 cd",null,null,null,null,null,null,null,null,null,null,null,null,null,null,null,null,null,null,null,null,null,null,null,0,null,"Wall Strobe For Colored Lens Buy America","49VO-APPLWE-BA|135 cd",0,8.0000000000000004E-4,0,0.16,0,0.8,160]
[4,24,null,"         Wall Strobe For Colored Lens Buy America","49VO-APPLWE-BA|185 cd",null,null,null,null,null,null,null,null,null,null,null,null,null,null,null,null,null,null,null,null,null,null,null,0,null,"Wall Strobe For Colored Lens Buy America","49VO-APPLWE-BA|185 cd",0,8.0000000000000004E-4,0,0.20799999999999999,0,0.8,208]
[4,25,"★","         Wall Strobe WP","49VO-APPLW-O|15 cd",null,null,null,null,null,null,null,null,null,null,null,null,null,null,null,null,null,null,null,null,null,null,null,0,null,"Wall Strobe WP","49VO-APPLW-O|15 cd",0,8.0000000000000004E-4,0,0.06,0,0.8,60]
[4,26,"★","         Wall Strobe WP","49VO-APPLW-O|75 cd",null,null,null,null,null,null,null,null,null,null,null,null,null,null,null,null,null,null,null,null,null,null,null,0,null,"Wall Strobe WP","49VO-APPLW-O|75 cd",0,8.0000000000000004E-4,0,0.16,0,0.8,160]
[4,27,"★","         Wall Strobe WP","49VO-APPLW-O|WP75 cd 32-150°F",null,null,null,null,null,null,null,null,null,null,null,null,null,null,null,null,null,null,null,null,null,null,null,0,null,"Wall Strobe WP","49VO-APPLW-O|WP75 cd 32-150°F",0,8.0000000000000004E-4,0,0.16,0,0.8,160]
[4,28,"★","         Wall Strobe WP","49VO-APPLW-O|WP185 cd 32-150°F",null,null,null,null,null,null,null,null,null,null,null,null,null,null,null,null,null,null,null,null,null,null,null,0,null,"Wall Strobe WP","49VO-APPLW-O|WP185 cd 32-150°F",0,8.0000000000000004E-4,0,0.185,0,0.8,185]
[4,29,"★","         Wall Strobe WP","49VO-APPLW-O|WP75 cd -31-32°F",null,null,null,null,null,null,null,null,null,null,null,null,null,null,null,null,null,null,null,null,null,null,null,0,null,"Wall Strobe WP","49VO-APPLW-O|WP75 cd -31-32°F",0,8.0000000000000004E-4,0,0.21199999999999999,0,0.8,212]
[4,30,"★",{"$f":"REPT(\"   \",A1183-1)&AE1183","v":"         Wall Strobe WP"},"49VO-APPLW-O|WP185 cd -31-32°F",null,null,null,null,null,null,null,null,null,null,null,null,null,null,null,null,null,null,null,null,null,null,null,0,null,"Wall Strobe WP","49VO-APPLW-O|WP185 cd -31-32°F",0,8.0000000000000004E-4,0,0.23899999999999999,0,0.8,239]
[4,31,null,"         Wall Strobe WP Buy America","49VO-APPLW-O-BA|15 cd",null,null,null,null,null,null,null,null,null,null,null,null,null,null,null,null,null,null,null,null,null,null,null,0,null,"Wall Strobe WP Buy America","49VO-APPLW-O-BA|15 cd",0,8.0000000000000004E-4,0,0.06,0,0.8,60]
[4,32,null,"         Wall Strobe WP Buy America","49VO-APPLW-O-BA|75 cd",null,null,null,null,null,null,null,null,null,null,null,null,null,null,null,null,null,null,null,null,null,null,null,0,null,"Wall Strobe WP Buy America","49VO-APPLW-O-BA|75 cd",0,8.0000000000000004E-4,0,0.16,0,0.8,160]
[4,33,null,"         Wall Strobe WP Buy America","49VO-APPLW-O-BA|WP75 cd 32-150°F",null,null,null,null,null,null,null,null,null,null,null,null,null,null,null,null,null,null,null,null,null,null,null,0,null,"Wall Strobe WP Buy America","49VO-APPLW-O-BA|WP75 cd 32-150°F",0,8.0000000000000004E-4,0,0.16,0,0.8,160]
[4,34,null,"         Wall Strobe WP Buy America","49VO-APPLW-O-BA|WP185 cd 32-150°F",null,null,null,null,null,null,null,null,null,null,null,null,null,null,null,null,null,null,null,null,null,null,null,0,null,"Wall Strobe WP Buy America","49VO-APPLW-O-BA|WP185 cd 32-150°F",0,8.0000000000000004E-4,0,0.185,0,0.8,185]
[4,35,null,"         Wall Strobe WP Buy America","49VO-APPLW-O-BA|WP75 cd -31-32°F",null,null,null,null,null,null,null,null,null,null,null,null,null,null,null,null,null,null,null,null,null,null,null,0,null,"Wall Strobe WP Buy America","49VO-APPLW-O-BA|WP75 cd -31-32°F",0,8.0000000000000004E-4,0,0.21199999999999999,0,0.8,212]
[4,36,null,"         Wall Strobe WP Buy America","49VO-APPLW-O-BA|WP185 cd -31-32°F",null,null,null,null,null,null,null,null,null,null,null,null,null,null,null,null,null,null,null,null,null,null,null,0,null,"Wall Strobe WP Buy America","49VO-APPLW-O-BA|WP185 cd -31-32°F",0,8.0000000000000004E-4,0,0.23899999999999999,0,0.8,239]
[4,37,null,"         Wall Strobe WP ULC","49VO-APPLW-CO|20 cd",null,null,null,null,null,null,null,null,null,null,null,null,null,null,null,null,null,null,null,null,null,null,null,0,null,"Wall Strobe WP ULC","49VO-APPLW-CO|20 cd",0,8.0000000000000004E-4,0,0.14299999999999999,0,0.8,143]
[4,38,null,"         Wall Strobe WP ULC","49VO-APPLW-CO|30 cd",null,null,null,null,null,null,null,null,null,null,null,null,null,null,null,null,null,null,null,null,null,null,null,0,null,"Wall Strobe WP ULC","49VO-APPLW-CO|30 cd",0,8.0000000000000004E-4,0,0.15,0,0.8,150]
[4,39,null,"         Wall Strobe WP ULC","49VO-APPLW-CO|75 cd",null,null,null,null,null,null,null,null,null,null,null,null,null,null,null,null,null,null,null,null,null,null,null,0,null,"Wall Strobe WP ULC","49VO-APPLW-CO|75 cd",0,8.0000000000000004E-4,0,0.16800000000000001,0,0.8,168]
[4,40,null,"         Wall Strobe Red Alert","49VO-WRA|15 cd",null,null,null,null,null,null,null,null,null,null,null,null,null,null,null,null,null,null,null,null,null,null,null,0,null,"Wall Strobe Red Alert","49VO-WRA|15 cd",0,{"$f":"AL1193/1000","v":8.0000000000000004E-4},{"$f":"AG1193*AH1193","v":0},{"$f":"AM1193/1000","v":4.7E-2},{"$f":"AG1193*AJ1193","v":0},0.8,47]
[4,41,null,"         Wall Strobe Red Alert","49VO-WRA|30 cd",null,null,null,null,null,null,null,null,null,null,null,null,null,null,null,null,null,null,null,null,null,null,null,0,null,"Wall Strobe Red Alert","49VO-WRA|30 cd",0,8.0000000000000004E-4,0,5.7000000000000002E-2,0,0.8,57]
[4,42,null,"         Wall Strobe Red Alert","49VO-WRA|75 cd",null,null,null,null,null,null,null,null,null,null,null,null,null,null,null,null,null,null,null,null,null,null,null,0,null,"Wall Strobe Red Alert","49VO-WRA|75 cd",0,8.0000000000000004E-4,0,0.1,0,0.8,100]
[4,43,null,"         Wall Strobe Red Alert","49VO-WRA|110 cd",null,null,null,null,null,null,null,null,null,null,null,null,null,null,null,null,null,null,null,null,null,null,null,0,null,"Wall Strobe Red Alert","49VO-WRA|110 cd",0,8.0000000000000004E-4,0,0.13200000000000001,0,0.8,132]
[4,44,null,"         Wall Strobe Red Alert","49VO-WRA|135 cd",null,null,null,null,null,null,null,null,null,null,null,null,null,null,null,null,null,null,null,null,null,null,null,0,null,"Wall Strobe Red Alert","49VO-WRA|135 cd",0,8.0000000000000004E-4,0,0.16,0,0.8,160]
[4,45,null,"         Wall Strobe Red Alert","49VO-WRA|185 cd",null,null,null,null,null,null,null,null,null,null,null,null,null,null,null,null,null,null,null,null,null,null,null,0,null,"Wall Strobe Red Alert","49VO-WRA|185 cd",0,8.0000000000000004E-4,0,0.20799999999999999,0,0.8,208]
[4,46,null,{"$f":"REPT(\"   \",A1199-1)&AE1199","v":"         Wall Strobe Red Alert Buy America"},{"$f":"AF1199","v":"49VO-WRA-BA|15 cd"},null,null,null,null,null,null,null,null,null,null,null,null,null,null,null,null,null,null,null,null,null,null,null,{"$f":"SUM(G1199:W1199)","v":0},null,"Wall Strobe Red Alert Buy America","49VO-WRA-BA|15 cd",0,{"$f":"AL1199/1000","v":8.0000000000000004E-4},{"$f":"AG1199*AH1199","v":0},{"$f":"AM1199/1000","v":4.7E-2},{"$f":"AG1199*AJ1199","v":0},0.8,47]
[4,47,null,"         Wall Strobe Red Alert Buy America","49VO-WRA-BA|30 cd",null,null,null,null,null,null,null,null,null,null,null,null,null,null,null,null,null,null,null,null,null,null,null,0,null,"Wall Strobe Red Alert Buy America","49VO-WRA-BA|30 cd",0,8.0000000000000004E-4,0,5.7000000000000002E-2,0,0.8,57]
[4,48,null,"         Wall Strobe Red Alert Buy America","49VO-WRA-BA|75 cd",null,null,null,null,null,null,null,null,null,null,null,null,null,null,null,null,null,null,null,null,null,null,null,0,null,"Wall Strobe Red Alert Buy America","49VO-WRA-BA|75 cd",0,8.0000000000000004E-4,0,0.1,0,0.8,100]
[4,49,null,"         Wall Strobe Red Alert Buy America","49VO-WRA-BA|110 cd",null,null,null,null,null,null,null,null,null,null,null,null,null,null,null,null,null,null,null,null,null,null,null,0,null,"Wall Strobe Red Alert Buy America","49VO-WRA-BA|110 cd",0,8.0000000000000004E-4,0,0.13200000000000001,0,0.8,132]
[4,50,null,"         Wall Strobe Red Alert Buy America","49VO-WRA-BA|135 cd",null,null,null,null,null,null,null,null,null,null,null,null,null,null,null,null,null,null,null,null,null,null,null,0,null,"Wall Strobe Red Alert Buy America","49VO-WRA-BA|135 cd",0,8.0000000000000004E-4,0,0.16,0,0.8,160]
[4,51,null,"         Wall Strobe Red Alert Buy America","49VO-WRA-BA|185 cd",null,null,null,null,null,null,null,null,null,null,null,null,null,null,null,null,null,null,null,null,null,null,null,0,null,"Wall Strobe Red Alert Buy America","49VO-WRA-BA|185 cd",0,8.0000000000000004E-4,0,0.20799999999999999,0,0.8,208]
[4,52,"★",{"$f":"REPT(\"   \",A1205-1)&AE1205","v":"         Wall Strobe Red Fire"},{"$f":"AF1205","v":"49VO-WRF|15 cd"},null,null,null,null,null,null,null,null,null,null,null,null,null,null,null,null,null,null,null,null,null,null,null,{"$f":"SUM(G1205:W1205)","v":0},null,"Wall Strobe Red Fire","49VO-WRF|15 cd",0,{"$f":"AL1205/1000","v":8.0000000000000004E-4},{"$f":"AG1205*AH1205","v":0},{"$f":"AM1205/1000","v":4.7E-2},{"$f":"AG1205*AJ1205","v":0},0.8,47]
[4,53,"★","         Wall Strobe Red Fire","49VO-WRF|30 cd",null,null,null,null,null,null,null,null,null,null,null,null,null,null,null,null,null,null,null,null,null,null,null,0,null,"Wall Strobe Red Fire","49VO-WRF|30 cd",0,8.0000000000000004E-4,0,5.7000000000000002E-2,0,0.8,57]
[4,54,"★","         Wall Strobe Red Fire","49VO-WRF|75 cd",null,null,null,null,null,null,null,null,null,null,null,null,null,null,null,null,null,null,null,null,null,null,null,0,null,"Wall Strobe Red Fire","49VO-WRF|75 cd",0,8.0000000000000004E-4,0,0.1,0,0.8,100]
[4,55,"★","         Wall Strobe Red Fire","49VO-WRF|110 cd",null,null,null,null,null,null,null,null,null,null,null,null,null,null,null,null,null,null,null,null,null,null,null,0,null,"Wall Strobe Red Fire","49VO-WRF|110 cd",0,8.0000000000000004E-4,0,0.13200000000000001,0,0.8,132]
[4,56,"★","         Wall Strobe Red Fire","49VO-WRF|135 cd",null,null,null,null,null,null,null,null,null,null,null,null,null,null,null,null,null,null,null,null,null,null,null,0,null,"Wall Strobe Red Fire","49VO-WRF|135 cd",0,8.0000000000000004E-4,0,0.16,0,0.8,160]
[4,57,"★","         Wall Strobe Red Fire","49VO-WRF|185 cd",null,null,null,null,null,null,null,null,null,null,null,null,null,null,null,null,null,null,null,null,null,null,null,0,null,"Wall Strobe Red Fire","49VO-WRF|185 cd",0,8.0000000000000004E-4,0,0.20799999999999999,0,0.8,208]
[4,58,null,{"$f":"REPT(\"   \",A1211-1)&AE1211","v":"         Wall Strobe Red Fire Buy America"},{"$f":"AF1211","v":"49VO-WRF-BA|15 cd"},null,null,null,null,null,null,null,null,null,null,null,null,null,null,null,null,null,null,null,null,null,null,null,{"$f":"SUM(G1211:W1211)","v":0},null,"Wall Strobe Red Fire Buy America","49VO-WRF-BA|15 cd",0,{"$f":"AL1211/1000","v":8.0000000000000004E-4},{"$f":"AG1211*AH1211","v":0},{"$f":"AM1211/1000","v":4.7E-2},{"$f":"AG1211*AJ1211","v":0},0.8,47]
[4,59,null,"         Wall Strobe Red Fire Buy America","49VO-WRF-BA|30 cd",null,null,null,null,null,null,null,null,null,null,null,null,null,null,null,null,null,null,null,null,null,null,null,0,null,"Wall Strobe Red Fire Buy America","49VO-WRF-BA|30 cd",0,8.0000000000000004E-4,0,5.7000000000000002E-2,0,0.8,57]
[4,60,null,"         Wall Strobe Red Fire Buy America","49VO-WRF-BA|75 cd",null,null,null,null,null,null,null,null,null,null,null,null,null,null,null,null,null,null,null,null,null,null,null,0,null,"Wall Strobe Red Fire Buy America","49VO-WRF-BA|75 cd",0,8.0000000000000004E-4,0,0.1,0,0.8,100]
[4,61,null,"         Wall Strobe Red Fire Buy America","49VO-WRF-BA|110 cd",null,null,null,null,null,null,null,null,null,null,null,null,null,null,null,null,null,null,null,null,null,null,null,0,null,"Wall Strobe Red Fire Buy America","49VO-WRF-BA|110 cd",0,8.0000000000000004E-4,0,0.13200000000000001,0,0.8,132]
[4,62,null,"         Wall Strobe Red Fire Buy America","49VO-WRF-BA|135 cd",null,null,null,null,null,null,null,null,null,null,null,null,null,null,null,null,null,null,null,null,null,null,null,0,null,"Wall Strobe Red Fire Buy America","49VO-WRF-BA|135 cd",0,8.0000000000000004E-4,0,0.16,0,0.8,160]
[4,63,null,"         Wall Strobe Red Fire Buy America","49VO-WRF-BA|185 cd",null,null,null,null,null,null,null,null,null,null,null,null,null,null,null,null,null,null,null,null,null,null,null,0,null,"Wall Strobe Red Fire Buy America","49VO-WRF-BA|185 cd",0,8.0000000000000004E-4,0,0.20799999999999999,0,0.8,208]
[4,64,null,{"$f":"REPT(\"   \",A1217-1)&AE1217","v":"         Wall Strobe Red Feu"},{"$f":"AF1217","v":"49VO-WRQ|15 cd"},null,null,null,null,null,null,null,null,null,null,null,null,null,null,null,null,null,null,null,null,null,null,null,{"$f":"SUM(G1217:W1217)","v":0},null,"Wall Strobe Red Feu","49VO-WRQ|15 cd",0,{"$f":"AL1217/1000","v":8.0000000000000004E-4},{"$f":"AG1217*AH1217","v":0},{"$f":"AM1217/1000","v":4.7E-2},{"$f":"AG1217*AJ1217","v":0},0.8,47]
[4,65,null,"         Wall Strobe Red Feu","49VO-WRQ|30 cd",null,null,null,null,null,null,null,null,null,null,null,null,null,null,null,null,null,null,null,null,null,null,null,0,null,"Wall Strobe Red Feu","49VO-WRQ|30 cd",0,8.0000000000000004E-4,0,5.7000000000000002E-2,0,0.8,57]
[4,66,null,"         Wall Strobe Red Feu","49VO-WRQ|75 cd",null,null,null,null,null,null,null,null,null,null,null,null,null,null,null,null,null,null,null,null,null,null,null,0,null,"Wall Strobe Red Feu","49VO-WRQ|75 cd",0,8.0000000000000004E-4,0,0.1,0,0.8,100]
[4,67,null,"         Wall Strobe Red Feu","49VO-WRQ|110 cd",null,null,null,null,null,null,null,null,null,null,null,null,null,null,null,null,null,null,null,null,null,null,null,0,null,"Wall Strobe Red Feu","49VO-WRQ|110 cd",0,8.0000000000000004E-4,0,0.13200000000000001,0,0.8,132]
[4,68,null,"         Wall Strobe Red Feu","49VO-WRQ|135 cd",null,null,null,null,null,null,null,null,null,null,null,null,null,null,null,null,null,null,null,null,null,null,null,0,null,"Wall Strobe Red Feu","49VO-WRQ|135 cd",0,8.0000000000000004E-4,0,0.16,0,0.8,160]
[4,{"$f":"IF(OR(C1222=\"+\",C1222=\"-\"),0,B1221+1)","v":69},null,"         Wall Strobe Red Feu","49VO-WRQ|185 cd",null,null,null,null,null,null,null,null,null,null,null,null,null,null,null,null,null,null,null,null,null,null,null,0,null,"Wall Strobe Red Feu","49VO-WRQ|185 cd",0,8.0000000000000004E-4,0,0.20799999999999999,0,0.8,208]
[4,70,null,{"$f":"REPT(\"   \",A1223-1)&AE1223","v":"         Wall Strobe Red Feu Buy America"},{"$f":"AF1223","v":"49VO-WRQ-BA|15 cd"},null,null,null,null,null,null,null,null,null,null,null,null,null,null,null,null,null,null,null,null,null,null,null,{"$f":"SUM(G1223:W1223)","v":0},null,"Wall Strobe Red Feu Buy America","49VO-WRQ-BA|15 cd",0,{"$f":"AL1223/1000","v":8.0000000000000004E-4},{"$f":"AG1223*AH1223","v":0},{"$f":"AM1223/1000","v":4.7E-2},{"$f":"AG1223*AJ1223","v":0},0.8,47]
[4,71,null,"         Wall Strobe Red Feu Buy America","49VO-WRQ-BA|30 cd",null,null,null,null,null,null,null,null,null,null,null,null,null,null,null,null,null,null,null,null,null,null,null,0,null,"Wall Strobe Red Feu Buy America","49VO-WRQ-BA|30 cd",0,8.0000000000000004E-4,0,5.7000000000000002E-2,0,0.8,57]
[4,72,null,"         Wall Strobe Red Feu Buy America","49VO-WRQ-BA|75 cd",null,null,null,null,null,null,null,null,null,null,null,null,null,null,null,null,null,null,null,null,null,null,null,0,null,"Wall Strobe Red Feu Buy America","49VO-WRQ-BA|75 cd",0,8.0000000000000004E-4,0,0.1,0,0.8,100]
[4,73,null,"         Wall Strobe Red Feu Buy America","49VO-WRQ-BA|110 cd",null,null,null,null,null,null,null,null,null,null,null,null,null,null,null,null,null,null,null,null,null,null,null,0,null,"Wall Strobe Red Feu Buy America","49VO-WRQ-BA|110 cd",0,8.0000000000000004E-4,0,0.13200000000000001,0,0.8,132]
[4,74,null,"         Wall Strobe Red Feu Buy America","49VO-WRQ-BA|135 cd",null,null,null,null,null,null,null,null,null,null,null,null,null,null,null,null,null,null,null,null,null,null,null,0,null,"Wall Strobe Red Feu Buy America","49VO-WRQ-BA|135 cd",0,8.0000000000000004E-4,0,0.16,0,0.8,160]
[4,75,null,"         Wall Strobe Red Feu Buy America","49VO-WRQ-BA|185 cd",null,null,null,null,null,null,null,null,null,null,null,null,null,null,null,null,null,null,null,null,null,null,null,0,null,"Wall Strobe Red Feu Buy America","49VO-WRQ-BA|185 cd",0,8.0000000000000004E-4,0,0.20799999999999999,0,0.8,208]
[4,76,null,{"$f":"REPT(\"   \",A1229-1)&AE1229","v":"         Wall Strobe Red Logo Only"},{"$f":"AF1229","v":"49VO-WRS|15 cd"},null,null,null,null,null,null,null,null,null,null,null,null,null,null,null,null,null,null,null,null,null,null,null,{"$f":"SUM(G1229:W1229)","v":0},null,"Wall Strobe Red Logo Only","49VO-WRS|15 cd",0,{"$f":"AL1229/1000","v":8.0000000000000004E-4},{"$f":"AG1229*AH1229","v":0},{"$f":"AM1229/1000","v":4.7E-2},{"$f":"AG1229*AJ1229","v":0},0.8,47]
[4,77,null,"         Wall Strobe Red Logo Only","49VO-WRS|30 cd",null,null,null,null,null,null,null,null,null,null,null,null,null,null,null,null,null,null,null,null,null,null,null,0,null,"Wall Strobe Red Logo Only","49VO-WRS|30 cd",0,8.0000000000000004E-4,0,5.7000000000000002E-2,0,0.8,57]
[4,78,null,"         Wall Strobe Red Logo Only","49VO-WRS|75 cd",null,null,null,null,null,null,null,null,null,null,null,null,null,null,null,null,null,null,null,null,null,null,null,0,null,"Wall Strobe Red Logo Only","49VO-WRS|75 cd",0,8.0000000000000004E-4,0,0.1,0,0.8,100]
[4,79,null,"         Wall Strobe Red Logo Only","49VO-WRS|110 cd",null,null,null,null,null,null,null,null,null,null,null,null,null,null,null,null,null,null,null,null,null,null,null,0,null,"Wall Strobe Red Logo Only","49VO-WRS|110 cd",0,8.0000000000000004E-4,0,0.13200000000000001,0,0.8,132]
[4,80,null,"         Wall Strobe Red Logo Only","49VO-WRS|135 cd",null,null,null,null,null,null,null,null,null,null,null,null,null,null,null,null,null,null,null,null,null,null,null,0,null,"Wall Strobe Red Logo Only","49VO-WRS|135 cd",0,8.0000000000000004E-4,0,0.16,0,0.8,160]
[4,81,null,"         Wall Strobe Red Logo Only","49VO-WRS|185 cd",null,null,null,null,null,null,null,null,null,null,null,null,null,null,null,null,null,null,null,null,null,null,null,0,null,"Wall Strobe Red Logo Only","49VO-WRS|185 cd",0,8.0000000000000004E-4,0,0.20799999999999999,0,0.8,208]
[4,82,null,"         Wall Strobe White Alert","49VO-WWA|15 cd",null,null,null,null,null,null,null,null,null,null,null,null,null,null,null,null,null,null,null,null,null,null,null,0,null,"Wall Strobe White Alert","49VO-WWA|15 cd",0,8.0000000000000004E-4,0,4.7E-2,0,0.8,47]
[4,83,null,"         Wall Strobe White Alert","49VO-WWA|30 cd",null,null,null,null,null,null,null,null,null,null,null,null,null,null,null,null,null,null,null,null,null,null,null,0,null,"Wall Strobe White Alert","49VO-WWA|30 cd",0,8.0000000000000004E-4,0,5.7000000000000002E-2,0,0.8,57]
[4,84,null,"         Wall Strobe White Alert","49VO-WWA|75 cd",null,null,null,null,null,null,null,null,null,null,null,null,null,null,null,null,null,null,null,null,null,null,null,0,null,"Wall Strobe White Alert","49VO-WWA|75 cd",0,8.0000000000000004E-4,0,0.1,0,0.8,100]
[4,85,null,"         Wall Strobe White Alert","49VO-WWA|110 cd",null,null,null,null,null,null,null,null,null,null,null,null,null,null,null,null,null,null,null,null,null,null,null,0,null,"Wall Strobe White Alert","49VO-WWA|110 cd",0,8.0000000000000004E-4,0,0.13200000000000001,0,0.8,132]
[4,86,null,"         Wall Strobe White Alert","49VO-WWA|135 cd",null,null,null,null,null,null,null,null,null,null,null,null,null,null,null,null,null,null,null,null,null,null,null,0,null,"Wall Strobe White Alert","49VO-WWA|135 cd",0,8.0000000000000004E-4,0,0.16,0,0.8,160]
[4,87,null,"         Wall Strobe White Alert","49VO-WWA|185 cd",null,null,null,null,null,null,null,null,null,null,null,null,null,null,null,null,null,null,null,null,null,null,null,0,null,"Wall Strobe White Alert","49VO-WWA|185 cd",0,8.0000000000000004E-4,0,0.20799999999999999,0,0.8,208]
[4,88,null,"         Wall Strobe White Alert Buy America","49VO-WWA-BA|15 cd",null,null,null,null,null,null,null,null,null,null,null,null,null,null,null,null,null,null,null,null,null,null,null,0,null,"Wall Strobe White Alert Buy America","49VO-WWA-BA|15 cd",0,8.0000000000000004E-4,0,4.7E-2,0,0.8,47]
[4,89,null,"         Wall Strobe White Alert Buy America","49VO-WWA-BA|30 cd",null,null,null,null,null,null,null,null,null,null,null,null,null,null,null,null,null,null,null,null,null,null,null,0,null,"Wall Strobe White Alert Buy America","49VO-WWA-BA|30 cd",0,8.0000000000000004E-4,0,5.7000000000000002E-2,0,0.8,57]
[4,90,null,"         Wall Strobe White Alert Buy America","49VO-WWA-BA|75 cd",null,null,null,null,null,null,null,null,null,null,null,null,null,null,null,null,null,null,null,null,null,null,null,0,null,"Wall Strobe White Alert Buy America","49VO-WWA-BA|75 cd",0,8.0000000000000004E-4,0,0.1,0,0.8,100]
[4,91,null,"         Wall Strobe White Alert Buy America","49VO-WWA-BA|110 cd",null,null,null,null,null,null,null,null,null,null,null,null,null,null,null,null,null,null,null,null,null,null,null,0,null,"Wall Strobe White Alert Buy America","49VO-WWA-BA|110 cd",0,8.0000000000000004E-4,0,0.13200000000000001,0,0.8,132]
[4,92,null,"         Wall Strobe White Alert Buy America","49VO-WWA-BA|135 cd",null,null,null,null,null,null,null,null,null,null,null,null,null,null,null,null,null,null,null,null,null,null,null,0,null,"Wall Strobe White Alert Buy America","49VO-WWA-BA|135 cd",0,8.0000000000000004E-4,0,0.16,0,0.8,160]
[4,93,null,"         Wall Strobe White Alert Buy America","49VO-WWA-BA|185 cd",null,null,null,null,null,null,null,null,null,null,null,null,null,null,null,null,null,null,null,null,null,null,null,0,null,"Wall Strobe White Alert Buy America","49VO-WWA-BA|185 cd",0,8.0000000000000004E-4,0,0.20799999999999999,0,0.8,208]
[4,94,"★","         Wall Strobe White Fire","49VO-WWF|15 cd",null,null,null,null,null,null,null,null,null,null,null,null,null,null,null,null,null,null,null,null,null,null,null,0,null,"Wall Strobe White Fire","49VO-WWF|15 cd",0,8.0000000000000004E-4,0,4.7E-2,0,0.8,47]
[4,95,"★","         Wall Strobe White Fire","49VO-WWF|30 cd",null,null,null,null,null,null,null,null,null,null,null,null,null,null,null,null,null,null,null,null,null,null,null,0,null,"Wall Strobe White Fire","49VO-WWF|30 cd",0,8.0000000000000004E-4,0,5.7000000000000002E-2,0,0.8,57]
[4,96,"★","         Wall Strobe White Fire","49VO-WWF|75 cd",null,null,null,null,null,null,null,null,null,null,null,null,null,null,null,null,null,null,null,null,null,null,null,0,null,"Wall Strobe White Fire","49VO-WWF|75 cd",0,8.0000000000000004E-4,0,0.1,0,0.8,100]
[4,97,"★","         Wall Strobe White Fire","49VO-WWF|110 cd",null,null,null,null,null,null,null,null,null,null,null,null,null,null,null,null,null,null,null,null,null,null,null,0,null,"Wall Strobe White Fire","49VO-WWF|110 cd",0,8.0000000000000004E-4,0,0.13200000000000001,0,0.8,132]
[4,98,"★","         Wall Strobe White Fire","49VO-WWF|135 cd",null,null,null,null,null,null,null,null,null,null,null,null,null,null,null,null,null,null,null,null,null,null,null,0,null,"Wall Strobe White Fire","49VO-WWF|135 cd",0,8.0000000000000004E-4,0,0.16,0,0.8,160]
[4,99,"★","         Wall Strobe White Fire","49VO-WWF|185 cd",null,null,null,null,null,null,null,null,null,null,null,null,null,null,null,null,null,null,null,null,null,null,null,0,null,"Wall Strobe White Fire","49VO-WWF|185 cd",0,8.0000000000000004E-4,0,0.20799999999999999,0,0.8,208]
[4,100,null,"         Wall Strobe White Fire Buy America","49VO-WWF-BA|15 cd",null,null,null,null,null,null,null,null,null,null,null,null,null,null,null,null,null,null,null,null,null,null,null,0,null,"Wall Strobe White Fire Buy America","49VO-WWF-BA|15 cd",0,8.0000000000000004E-4,0,4.7E-2,0,0.8,47]
[4,101,null,"         Wall Strobe White Fire Buy America","49VO-WWF-BA|30 cd",null,null,null,null,null,null,null,null,null,null,null,null,null,null,null,null,null,null,null,null,null,null,null,0,null,"Wall Strobe White Fire Buy America","49VO-WWF-BA|30 cd",0,8.0000000000000004E-4,0,5.7000000000000002E-2,0,0.8,57]
[4,102,null,"         Wall Strobe White Fire Buy America","49VO-WWF-BA|75 cd",null,null,null,null,null,null,null,null,null,null,null,null,null,null,null,null,null,null,null,null,null,null,null,0,null,"Wall Strobe White Fire Buy America","49VO-WWF-BA|75 cd",0,8.0000000000000004E-4,0,0.1,0,0.8,100]
[4,103,null,"         Wall Strobe White Fire Buy America","49VO-WWF-BA|110 cd",null,null,null,null,null,null,null,null,null,null,null,null,null,null,null,null,null,null,null,null,null,null,null,0,null,"Wall Strobe White Fire Buy America","49VO-WWF-BA|110 cd",0,8.0000000000000004E-4,0,0.13200000000000001,0,0.8,132]
[4,104,null,"         Wall Strobe White Fire Buy America","49VO-WWF-BA|135 cd",null,null,null,null,null,null,null,null,null,null,null,null,null,null,null,null,null,null,null,null,null,null,null,0,null,"Wall Strobe White Fire Buy America","49VO-WWF-BA|135 cd",0,8.0000000000000004E-4,0,0.16,0,0.8,160]
[4,105,null,"         Wall Strobe White Fire Buy America","49VO-WWF-BA|185 cd",null,null,null,null,null,null,null,null,null,null,null,null,null,null,null,null,null,null,null,null,null,null,null,0,null,"Wall Strobe White Fire Buy America","49VO-WWF-BA|185 cd",0,8.0000000000000004E-4,0,0.20799999999999999,0,0.8,208]
[4,106,null,"         Wall Strobe White Feu","49VO-WWQ|15 cd",null,null,null,null,null,null,null,null,null,null,null,null,null,null,null,null,null,null,null,null,null,null,null,0,null,"Wall Strobe White Feu","49VO-WWQ|15 cd",0,8.0000000000000004E-4,0,4.7E-2,0,0.8,47]
[4,107,null,"         Wall Strobe White Feu","49VO-WWQ|30 cd",null,null,null,null,null,null,null,null,null,null,null,null,null,null,null,null,null,null,null,null,null,null,null,0,null,"Wall Strobe White Feu","49VO-WWQ|30 cd",0,8.0000000000000004E-4,0,5.7000000000000002E-2,0,0.8,57]
[4,108,null,"         Wall Strobe White Feu","49VO-WWQ|75 cd",null,null,null,null,null,null,null,null,null,null,null,null,null,null,null,null,null,null,null,null,null,null,null,0,null,"Wall Strobe White Feu","49VO-WWQ|75 cd",0,8.0000000000000004E-4,0,0.1,0,0.8,100]
[4,109,null,"         Wall Strobe White Feu","49VO-WWQ|110 cd",null,null,null,null,null,null,null,null,null,null,null,null,null,null,null,null,null,null,null,null,null,null,null,0,null,"Wall Strobe White Feu","49VO-WWQ|110 cd",0,8.0000000000000004E-4,0,0.13200000000000001,0,0.8,132]
[4,110,null,"         Wall Strobe White Feu","49VO-WWQ|135 cd",null,null,null,null,null,null,null,null,null,null,null,null,null,null,null,null,null,null,null,null,null,null,null,0,null,"Wall Strobe White Feu","49VO-WWQ|135 cd",0,8.0000000000000004E-4,0,0.16,0,0.8,160]
[4,111,null,"         Wall Strobe White Feu","49VO-WWQ|185 cd",null,null,null,null,null,null,null,null,null,null,null,null,null,null,null,null,null,null,null,null,null,null,null,0,null,"Wall Strobe White Feu","49VO-WWQ|185 cd",0,8.0000000000000004E-4,0,0.20799999999999999,0,0.8,208]
[4,112,null,{"$f":"REPT(\"   \",A1265-1)&AE1265","v":"         Wall Strobe White Logo Only"},{"$f":"AF1265","v":"49VO-WWS|15 cd"},null,null,null,null,null,null,null,null,null,null,null,null,null,null,null,null,null,null,null,null,null,null,null,{"$f":"SUM(G1265:W1265)","v":0},null,"Wall Strobe White Logo Only","49VO-WWS|15 cd",0,{"$f":"AL1265/1000","v":8.0000000000000004E-4},{"$f":"AG1265*AH1265","v":0},{"$f":"AM1265/1000","v":4.7E-2},{"$f":"AG1265*AJ1265","v":0},0.8,47]
[4,113,null,"         Wall Strobe White Logo Only","49VO-WWS|30 cd",null,null,null,null,null,null,null,null,null,null,null,null,null,null,null,null,null,null,null,null,null,null,null,0,null,"Wall Strobe White Logo Only","49VO-WWS|30 cd",0,8.0000000000000004E-4,0,5.7000000000000002E-2,0,0.8,57]
[4,114,null,"         Wall Strobe White Logo Only","49VO-WWS|75 cd",null,null,null,null,null,null,null,null,null,null,null,null,null,null,null,null,null,null,null,null,null,null,null,0,null,"Wall Strobe White Logo Only","49VO-WWS|75 cd",0,8.0000000000000004E-4,0,0.1,0,0.8,100]
[4,115,null,"         Wall Strobe White Logo Only","49VO-WWS|110 cd",null,null,null,null,null,null,null,null,null,null,null,null,null,null,null,null,null,null,null,null,null,null,null,0,null,"Wall Strobe White Logo Only","49VO-WWS|110 cd",0,8.0000000000000004E-4,0,0.13200000000000001,0,0.8,132]
[4,116,null,"         Wall Strobe White Logo Only","49VO-WWS|135 cd",null,null,null,null,null,null,null,null,null,null,null,null,null,null,null,null,null,null,null,null,null,null,null,0,null,"Wall Strobe White Logo Only","49VO-WWS|135 cd",0,8.0000000000000004E-4,0,0.16,0,0.8,160]
[4,117,null,"         Wall Strobe White Logo Only","49VO-WWS|185 cd",null,null,null,null,null,null,null,null,null,null,null,null,null,null,null,null,null,null,null,null,null,null,null,0,null,"Wall Strobe White Logo Only","49VO-WWS|185 cd",0,8.0000000000000004E-4,0,0.20799999999999999,0,0.8,208]
[4,118,null,{"$f":"REPT(\"   \",A1271-1)&AE1271","v":"         Wall Strobe White Logo Only Buy America"},{"$f":"AF1271","v":"49VO-WWS-BA|15 cd"},null,null,null,null,null,null,null,null,null,null,null,null,null,null,null,null,null,null,null,null,null,null,null,{"$f":"SUM(G1271:W1271)","v":0},null,"Wall Strobe White Logo Only Buy America","49VO-WWS-BA|15 cd",0,{"$f":"AL1271/1000","v":8.0000000000000004E-4},{"$f":"AG1271*AH1271","v":0},{"$f":"AM1271/1000","v":4.7E-2},{"$f":"AG1271*AJ1271","v":0},0.8,47]
[4,119,null,"         Wall Strobe White Logo Only Buy America","49VO-WWS-BA|30 cd",null,null,null,null,null,null,null,null,null,null,null,null,null,null,null,null,null,null,null,null,null,null,null,0,null,"Wall Strobe White Logo Only Buy America","49VO-WWS-BA|30 cd",0,8.0000000000000004E-4,0,5.7000000000000002E-2,0,0.8,57]
[4,120,null,"         Wall Strobe White Logo Only Buy America","49VO-WWS-BA|75 cd",null,null,null,null,null,null,null,null,null,null,null,null,null,null,null,null,null,null,null,null,null,null,null,0,null,"Wall Strobe White Logo Only Buy America","49VO-WWS-BA|75 cd",0,8.0000000000000004E-4,0,0.1,0,0.8,100]
[4,121,null,"         Wall Strobe White Logo Only Buy America","49VO-WWS-BA|110 cd",null,null,null,null,null,null,null,null,null,null,null,null,null,null,null,null,null,null,null,null,null,null,null,0,null,"Wall Strobe White Logo Only Buy America","49VO-WWS-BA|110 cd",0,8.0000000000000004E-4,0,0.13200000000000001,0,0.8,132]
[4,122,null,"         Wall Strobe White Logo Only Buy America","49VO-WWS-BA|135 cd",null,null,null,null,null,null,null,null,null,null,null,null,null,null,null,null,null,null,null,null,null,null,null,0,null,"Wall Strobe White Logo Only Buy America","49VO-WWS-BA|135 cd",0,8.0000000000000004E-4,0,0.16,0,0.8,160]
[4,123,null,"         Wall Strobe White Logo Only Buy America","49VO-WWS-BA|185 cd",null,null,null,null,null,null,null,null,null,null,null,null,null,null,null,null,null,null,null,null,null,null,null,0,null,"Wall Strobe White Logo Only Buy America","49VO-WWS-BA|185 cd",0,8.0000000000000004E-4,0,0.20799999999999999,0,0.8,208]
[4,124,"★","         Wall Strobe Red Fire WP","49VO-WRFO|15 cd",null,null,null,null,null,null,null,null,null,null,null,null,null,null,null,null,null,null,null,null,null,null,null,0,null,"Wall Strobe Red Fire WP","49VO-WRFO|15 cd",0,8.0000000000000004E-4,0,0.06,0,0.8,60]
[4,125,"★","         Wall Strobe Red Fire WP","49VO-WRFO|75 cd",null,null,null,null,null,null,null,null,null,null,null,null,null,null,null,null,null,null,null,null,null,null,null,0,null,"Wall Strobe Red Fire WP","49VO-WRFO|75 cd",0,8.0000000000000004E-4,0,0.16,0,0.8,160]
[4,126,"★","         Wall Strobe Red Fire WP","49VO-WRFO|WP75 cd 32-150°F",null,null,null,null,null,null,null,null,null,null,null,null,null,null,null,null,null,null,null,null,null,null,null,0,null,"Wall Strobe Red Fire WP","49VO-WRFO|WP75 cd 32-150°F",0,8.0000000000000004E-4,0,0.16,0,0.8,160]
[4,127,"★","         Wall Strobe Red Fire WP","49VO-WRFO|WP185 cd 32-150°F",null,null,null,null,null,null,null,null,null,null,null,null,null,null,null,null,null,null,null,null,null,null,null,0,null,"Wall Strobe Red Fire WP","49VO-WRFO|WP185 cd 32-150°F",0,8.0000000000000004E-4,0,0.185,0,0.8,185]
[4,128,"★","         Wall Strobe Red Fire WP","49VO-WRFO|WP75 cd -31-32°F",null,null,null,null,null,null,null,null,null,null,null,null,null,null,null,null,null,null,null,null,null,null,null,0,null,"Wall Strobe Red Fire WP","49VO-WRFO|WP75 cd -31-32°F",0,8.0000000000000004E-4,0,0.21199999999999999,0,0.8,212]
[4,129,"★","         Wall Strobe Red Fire WP","49VO-WRFO|WP185 cd -31-32°F",null,null,null,null,null,null,null,null,null,null,null,null,null,null,null,null,null,null,null,null,null,null,null,0,null,"Wall Strobe Red Fire WP","49VO-WRFO|WP185 cd -31-32°F",0,8.0000000000000004E-4,0,0.23899999999999999,0,0.8,239]
[4,130,null,"         Wall Strobe Red Fire WP Buy America","49VO-WRFO-BA|15 cd",null,null,null,null,null,null,null,null,null,null,null,null,null,null,null,null,null,null,null,null,null,null,null,0,null,"Wall Strobe Red Fire WP Buy America","49VO-WRFO-BA|15 cd",0,8.0000000000000004E-4,0,0.06,0,0.8,60]
[4,131,null,"         Wall Strobe Red Fire WP Buy America","49VO-WRFO-BA|75 cd",null,null,null,null,null,null,null,null,null,null,null,null,null,null,null,null,null,null,null,null,null,null,null,0,null,"Wall Strobe Red Fire WP Buy America","49VO-WRFO-BA|75 cd",0,8.0000000000000004E-4,0,0.16,0,0.8,160]
[4,132,null,"         Wall Strobe Red Fire WP Buy America","49VO-WRFO-BA|WP75 cd 32-150°F",null,null,null,null,null,null,null,null,null,null,null,null,null,null,null,null,null,null,null,null,null,null,null,0,null,"Wall Strobe Red Fire WP Buy America","49VO-WRFO-BA|WP75 cd 32-150°F",0,8.0000000000000004E-4,0,0.16,0,0.8,160]
[4,{"$f":"IF(OR(C1286=\"+\",C1286=\"-\"),0,B1285+1)","v":133},null,"         Wall Strobe Red Fire WP Buy America","49VO-WRFO-BA|WP185 cd 32-150°F",null,null,null,null,null,null,null,null,null,null,null,null,null,null,null,null,null,null,null,null,null,null,null,0,null,"Wall Strobe Red Fire WP Buy America","49VO-WRFO-BA|WP185 cd 32-150°F",0,8.0000000000000004E-4,0,0.185,0,0.8,185]
[4,134,null,"         Wall Strobe Red Fire WP Buy America","49VO-WRFO-BA|WP75 cd -31-32°F",null,null,null,null,null,null,null,null,null,null,null,null,null,null,null,null,null,null,null,null,null,null,null,0,null,"Wall Strobe Red Fire WP Buy America","49VO-WRFO-BA|WP75 cd -31-32°F",0,8.0000000000000004E-4,0,0.21199999999999999,0,0.8,212]
[4,135,null,"         Wall Strobe Red Fire WP Buy America","49VO-WRFO-BA|WP185 cd -31-32°F",null,null,null,null,null,null,null,null,null,null,null,null,null,null,null,null,null,null,null,null,null,null,null,0,null,"Wall Strobe Red Fire WP Buy America","49VO-WRFO-BA|WP185 cd -31-32°F",0,8.0000000000000004E-4,0,0.23899999999999999,0,0.8,239]
[4,136,null,{"$f":"REPT(\"   \",A1289-1)&AE1289","v":"         Wall Strobe Red Logo Only WP"},{"$f":"AF1289","v":"49VO-WRSO|15 cd"},null,null,null,null,null,null,null,null,null,null,null,null,null,null,null,null,null,null,null,null,null,null,null,{"$f":"SUM(G1289:W1289)","v":0},null,"Wall Strobe Red Logo Only WP","49VO-WRSO|15 cd",0,{"$f":"AL1289/1000","v":8.0000000000000004E-4},{"$f":"AG1289*AH1289","v":0},{"$f":"AM1289/1000","v":0.06},{"$f":"AG1289*AJ1289","v":0},0.8,60]
[4,137,null,"         Wall Strobe Red Logo Only WP","49VO-WRSO|75 cd",null,null,null,null,null,null,null,null,null,null,null,null,null,null,null,null,null,null,null,null,null,null,null,0,null,"Wall Strobe Red Logo Only WP","49VO-WRSO|75 cd",0,8.0000000000000004E-4,0,0.16,0,0.8,160]
[4,138,null,"         Wall Strobe Red Logo Only WP","49VO-WRSO|WP75 cd 32-150°F",null,null,null,null,null,null,null,null,null,null,null,null,null,null,null,null,null,null,null,null,null,null,null,0,null,"Wall Strobe Red Logo Only WP","49VO-WRSO|WP75 cd 32-150°F",0,8.0000000000000004E-4,0,0.16,0,0.8,160]
[4,139,null,"         Wall Strobe Red Logo Only WP","49VO-WRSO|WP185 cd 32-150°F",null,null,null,null,null,null,null,null,null,null,null,null,null,null,null,null,null,null,null,null,null,null,null,0,null,"Wall Strobe Red Logo Only WP","49VO-WRSO|WP185 cd 32-150°F",0,8.0000000000000004E-4,0,0.185,0,0.8,185]
[4,140,null,"         Wall Strobe Red Logo Only WP","49VO-WRSO|WP75 cd -31-32°F",null,null,null,null,null,null,null,null,null,null,null,null,null,null,null,null,null,null,null,null,null,null,null,0,null,"Wall Strobe Red Logo Only WP","49VO-WRSO|WP75 cd -31-32°F",0,8.0000000000000004E-4,0,0.21199999999999999,0,0.8,212]
[4,141,null,"         Wall Strobe Red Logo Only WP","49VO-WRSO|WP185 cd -31-32°F",null,null,null,null,null,null,null,null,null,null,null,null,null,null,null,null,null,null,null,null,null,null,null,0,null,"Wall Strobe Red Logo Only WP","49VO-WRSO|WP185 cd -31-32°F",0,8.0000000000000004E-4,0,0.23899999999999999,0,0.8,239]
[4,142,null,{"$f":"REPT(\"   \",A1295-1)&AE1295","v":"         Wall Strobe Red Logo Only WP BA"},{"$f":"AF1295","v":"49VO-WRSO-BA|15 cd"},null,null,null,null,null,null,null,null,null,null,null,null,null,null,null,null,null,null,null,null,null,null,null,{"$f":"SUM(G1295:W1295)","v":0},null,"Wall Strobe Red Logo Only WP BA","49VO-WRSO-BA|15 cd",0,{"$f":"AL1295/1000","v":8.0000000000000004E-4},{"$f":"AG1295*AH1295","v":0},{"$f":"AM1295/1000","v":0.06},{"$f":"AG1295*AJ1295","v":0},0.8,60]
[4,143,null,"         Wall Strobe Red Logo Only WP BA","49VO-WRSO-BA|75 cd",null,null,null,null,null,null,null,null,null,null,null,null,null,null,null,null,null,null,null,null,null,null,null,0,null,"Wall Strobe Red Logo Only WP BA","49VO-WRSO-BA|75 cd",0,8.0000000000000004E-4,0,0.16,0,0.8,160]
[4,144,null,"         Wall Strobe Red Logo Only WP BA","49VO-WRSO-BA|WP75 cd 32-150°F",null,null,null,null,null,null,null,null,null,null,null,null,null,null,null,null,null,null,null,null,null,null,null,0,null,"Wall Strobe Red Logo Only WP BA","49VO-WRSO-BA|WP75 cd 32-150°F",0,8.0000000000000004E-4,0,0.16,0,0.8,160]
[4,145,null,"         Wall Strobe Red Logo Only WP BA","49VO-WRSO-BA|WP185 cd 32-150°F",null,null,null,null,null,null,null,null,null,null,null,null,null,null,null,null,null,null,null,null,null,null,null,0,null,"Wall Strobe Red Logo Only WP BA","49VO-WRSO-BA|WP185 cd 32-150°F",0,8.0000000000000004E-4,0,0.185,0,0.8,185]
[4,146,null,"         Wall Strobe Red Logo Only WP BA","49VO-WRSO-BA|WP75 cd -31-32°F",null,null,null,null,null,null,null,null,null,null,null,null,null,null,null,null,null,null,null,null,null,null,null,0,null,"Wall Strobe Red Logo Only WP BA","49VO-WRSO-BA|WP75 cd -31-32°F",0,8.0000000000000004E-4,0,0.21199999999999999,0,0.8,212]
[4,147,null,"         Wall Strobe Red Logo Only WP BA","49VO-WRSO-BA|WP185 cd -31-32°F",null,null,null,null,null,null,null,null,null,null,null,null,null,null,null,null,null,null,null,null,null,null,null,0,null,"Wall Strobe Red Logo Only WP BA","49VO-WRSO-BA|WP185 cd -31-32°F",0,8.0000000000000004E-4,0,0.23899999999999999,0,0.8,239]
[4,148,null,{"$f":"REPT(\"   \",A1301-1)&AE1301","v":"         Wall Strobe White Logo Only WP BA"},{"$f":"AF1301","v":"49VO-WWSO-BA|15 cd"},null,null,null,null,null,null,null,null,null,null,null,null,null,null,null,null,null,null,null,null,null,null,null,{"$f":"SUM(G1301:W1301)","v":0},null,"Wall Strobe White Logo Only WP BA","49VO-WWSO-BA|15 cd",0,{"$f":"AL1301/1000","v":8.0000000000000004E-4},{"$f":"AG1301*AH1301","v":0},{"$f":"AM1301/1000","v":0.06},{"$f":"AG1301*AJ1301","v":0},0.8,60]
[4,149,null,"         Wall Strobe White Logo Only WP BA","49VO-WWSO-BA|75 cd",null,null,null,null,null,null,null,null,null,null,null,null,null,null,null,null,null,null,null,null,null,null,null,0,null,"Wall Strobe White Logo Only WP BA","49VO-WWSO-BA|75 cd",0,8.0000000000000004E-4,0,0.16,0,0.8,160]
[4,150,null,"         Wall Strobe White Logo Only WP BA","49VO-WWSO-BA|WP75 cd 32-150°F",null,null,null,null,null,null,null,null,null,null,null,null,null,null,null,null,null,null,null,null,null,null,null,0,null,"Wall Strobe White Logo Only WP BA","49VO-WWSO-BA|WP75 cd 32-150°F",0,8.0000000000000004E-4,0,0.16,0,0.8,160]
[4,151,null,"         Wall Strobe White Logo Only WP BA","49VO-WWSO-BA|WP185 cd 32-150°F",null,null,null,null,null,null,null,null,null,null,null,null,null,null,null,null,null,null,null,null,null,null,null,0,null,"Wall Strobe White Logo Only WP BA","49VO-WWSO-BA|WP185 cd 32-150°F",0,8.0000000000000004E-4,0,0.185,0,0.8,185]
[4,152,null,"         Wall Strobe White Logo Only WP BA","49VO-WWSO-BA|WP75 cd -31-32°F",null,null,null,null,null,null,null,null,null,null,null,null,null,null,null,null,null,null,null,null,null,null,null,0,null,"Wall Strobe White Logo Only WP BA","49VO-WWSO-BA|WP75 cd -31-32°F",0,8.0000000000000004E-4,0,0.21199999999999999,0,0.8,212]
[4,153,null,"         Wall Strobe White Logo Only WP BA","49VO-WWSO-BA|WP185 cd -31-32°F",null,null,null,null,null,null,null,null,null,null,null,null,null,null,null,null,null,null,null,null,null,null,null,0,null,"Wall Strobe White Logo Only WP BA","49VO-WWSO-BA|WP185 cd -31-32°F",0,8.0000000000000004E-4,0,0.23899999999999999,0,0.8,239]
[4,154,null,"         Wall Strobe Red Fire WP ULC","49VO-WRFO-C|20 cd",null,null,null,null,null,null,null,null,null,null,null,null,null,null,null,null,null,null,null,null,null,null,null,0,null,"Wall Strobe Red Fire WP ULC","49VO-WRFO-C|20 cd",0,8.0000000000000004E-4,0,0.14299999999999999,0,0.8,143]
[4,155,null,"         Wall Strobe Red Fire WP ULC","49VO-WRFO-C|30 cd",null,null,null,null,null,null,null,null,null,null,null,null,null,null,null,null,null,null,null,null,null,null,null,0,null,"Wall Strobe Red Fire WP ULC","49VO-WRFO-C|30 cd",0,8.0000000000000004E-4,0,0.15,0,0.8,150]
[4,156,null,"         Wall Strobe Red Fire WP ULC","49VO-WRFO-C|75 cd",null,null,null,null,null,null,null,null,null,null,null,null,null,null,null,null,null,null,null,null,null,null,null,0,null,"Wall Strobe Red Fire WP ULC","49VO-WRFO-C|75 cd",0,8.0000000000000004E-4,0,0.16800000000000001,0,0.8,168]
[4,157,null,{"$f":"REPT(\"   \",A1310-1)&AE1310","v":"         Wall Strobe Red Feu WP ULC"},{"$f":"AF1310","v":"49VO-WRQO-C|20 cd"},null,null,null,null,null,null,null,null,null,null,null,null,null,null,null,null,null,null,null,null,null,null,null,{"$f":"SUM(G1310:W1310)","v":0},null,"Wall Strobe Red Feu WP ULC","49VO-WRQO-C|20 cd",0,{"$f":"AL1310/1000","v":8.0000000000000004E-4},{"$f":"AG1310*AH1310","v":0},{"$f":"AM1310/1000","v":0.14299999999999999},{"$f":"AG1310*AJ1310","v":0},0.8,143]
[4,158,null,"         Wall Strobe Red Feu WP ULC","49VO-WRQO-C|30 cd",null,null,null,null,null,null,null,null,null,null,null,null,null,null,null,null,null,null,null,null,null,null,null,0,null,"Wall Strobe Red Feu WP ULC","49VO-WRQO-C|30 cd",0,8.0000000000000004E-4,0,0.15,0,0.8,150]
[4,159,null,"         Wall Strobe Red Feu WP ULC","49VO-WRQO-C|75 cd",null,null,null,null,null,null,null,null,null,null,null,null,null,null,null,null,null,null,null,null,null,null,null,0,null,"Wall Strobe Red Feu WP ULC","49VO-WRQO-C|75 cd",0,8.0000000000000004E-4,0,0.16800000000000001,0,0.8,168]
[4,160,null,"         Wall Strobe Red Alert Amber Lens","49VO-WRA-A|15 cd",null,null,null,null,null,null,null,null,null,null,null,null,null,null,null,null,null,null,null,null,null,null,null,0,null,"Wall Strobe Red Alert Amber Lens","49VO-WRA-A|15 cd",0,8.0000000000000004E-4,0,4.7E-2,0,0.8,47]
[4,161,null,"         Wall Strobe Red Alert Amber Lens","49VO-WRA-A|30 cd",null,null,null,null,null,null,null,null,null,null,null,null,null,null,null,null,null,null,null,null,null,null,null,0,null,"Wall Strobe Red Alert Amber Lens","49VO-WRA-A|30 cd",0,8.0000000000000004E-4,0,5.7000000000000002E-2,0,0.8,57]
[4,162,null,"         Wall Strobe Red Alert Amber Lens","49VO-WRA-A|75 cd",null,null,null,null,null,null,null,null,null,null,null,null,null,null,null,null,null,null,null,null,null,null,null,0,null,"Wall Strobe Red Alert Amber Lens","49VO-WRA-A|75 cd",0,8.0000000000000004E-4,0,0.1,0,0.8,100]
[4,163,null,"         Wall Strobe Red Alert Amber Lens","49VO-WRA-A|110 cd",null,null,null,null,null,null,null,null,null,null,null,null,null,null,null,null,null,null,null,null,null,null,null,0,null,"Wall Strobe Red Alert Amber Lens","49VO-WRA-A|110 cd",0,8.0000000000000004E-4,0,0.13200000000000001,0,0.8,132]
[4,164,null,"         Wall Strobe Red Alert Amber Lens","49VO-WRA-A|135 cd",null,null,null,null,null,null,null,null,null,null,null,null,null,null,null,null,null,null,null,null,null,null,null,0,null,"Wall Strobe Red Alert Amber Lens","49VO-WRA-A|135 cd",0,8.0000000000000004E-4,0,0.16,0,0.8,160]
[4,165,null,"         Wall Strobe Red Alert Amber Lens","49VO-WRA-A|185 cd",null,null,null,null,null,null,null,null,null,null,null,null,null,null,null,null,null,null,null,null,null,null,null,0,null,"Wall Strobe Red Alert Amber Lens","49VO-WRA-A|185 cd",0,8.0000000000000004E-4,0,0.20799999999999999,0,0.8,208]
[4,166,null,{"$f":"REPT(\"   \",A1319-1)&AE1319","v":"         Wall Strobe Red Alert Amber Lens BA"},{"$f":"AF1319","v":"49VO-WRA-A-BA|15 cd"},null,null,null,null,null,null,null,null,null,null,null,null,null,null,null,null,null,null,null,null,null,null,null,{"$f":"SUM(G1319:W1319)","v":0},null,"Wall Strobe Red Alert Amber Lens BA","49VO-WRA-A-BA|15 cd",0,{"$f":"AL1319/1000","v":8.0000000000000004E-4},{"$f":"AG1319*AH1319","v":0},{"$f":"AM1319/1000","v":4.7E-2},{"$f":"AG1319*AJ1319","v":0},0.8,47]
[4,167,null,"         Wall Strobe Red Alert Amber Lens BA","49VO-WRA-A-BA|30 cd",null,null,null,null,null,null,null,null,null,null,null,null,null,null,null,null,null,null,null,null,null,null,null,0,null,"Wall Strobe Red Alert Amber Lens BA","49VO-WRA-A-BA|30 cd",0,8.0000000000000004E-4,0,5.7000000000000002E-2,0,0.8,57]
[4,168,null,"         Wall Strobe Red Alert Amber Lens BA","49VO-WRA-A-BA|75 cd",null,null,null,null,null,null,null,null,null,null,null,null,null,null,null,null,null,null,null,null,null,null,null,0,null,"Wall Strobe Red Alert Amber Lens BA","49VO-WRA-A-BA|75 cd",0,8.0000000000000004E-4,0,0.1,0,0.8,100]
[4,169,null,"         Wall Strobe Red Alert Amber Lens BA","49VO-WRA-A-BA|110 cd",null,null,null,null,null,null,null,null,null,null,null,null,null,null,null,null,null,null,null,null,null,null,null,0,null,"Wall Strobe Red Alert Amber Lens BA","49VO-WRA-A-BA|110 cd",0,8.0000000000000004E-4,0,0.13200000000000001,0,0.8,132]
[4,170,null,"         Wall Strobe Red Alert Amber Lens BA","49VO-WRA-A-BA|135 cd",null,null,null,null,null,null,null,null,null,null,null,null,null,null,null,null,null,null,null,null,null,null,null,0,null,"Wall Strobe Red Alert Amber Lens BA","49VO-WRA-A-BA|135 cd",0,8.0000000000000004E-4,0,0.16,0,0.8,160]
[4,171,null,"         Wall Strobe Red Alert Amber Lens BA","49VO-WRA-A-BA|185 cd",null,null,null,null,null,null,null,null,null,null,null,null,null,null,null,null,null,null,null,null,null,null,null,0,null,"Wall Strobe Red Alert Amber Lens BA","49VO-WRA-A-BA|185 cd",0,8.0000000000000004E-4,0,0.20799999999999999,0,0.8,208]
[4,172,null,"         Wall Strobe White Alert Amber Lens","49VO-WWA-A|15 cd",null,null,null,null,null,null,null,null,null,null,null,null,null,null,null,null,null,null,null,null,null,null,null,0,null,"Wall Strobe White Alert Amber Lens","49VO-WWA-A|15 cd",0,8.0000000000000004E-4,0,4.7E-2,0,0.8,47]
[4,173,null,"         Wall Strobe White Alert Amber Lens","49VO-WWA-A|30 cd",null,null,null,null,null,null,null,null,null,null,null,null,null,null,null,null,null,null,null,null,null,null,null,0,null,"Wall Strobe White Alert Amber Lens","49VO-WWA-A|30 cd",0,8.0000000000000004E-4,0,5.7000000000000002E-2,0,0.8,57]
[4,174,null,"         Wall Strobe White Alert Amber Lens","49VO-WWA-A|75 cd",null,null,null,null,null,null,null,null,null,null,null,null,null,null,null,null,null,null,null,null,null,null,null,0,null,"Wall Strobe White Alert Amber Lens","49VO-WWA-A|75 cd",0,8.0000000000000004E-4,0,0.1,0,0.8,100]
[4,175,null,"         Wall Strobe White Alert Amber Lens","49VO-WWA-A|110 cd",null,null,null,null,null,null,null,null,null,null,null,null,null,null,null,null,null,null,null,null,null,null,null,0,null,"Wall Strobe White Alert Amber Lens","49VO-WWA-A|110 cd",0,8.0000000000000004E-4,0,0.13200000000000001,0,0.8,132]
[4,176,null,"         Wall Strobe White Alert Amber Lens","49VO-WWA-A|135 cd",null,null,null,null,null,null,null,null,null,null,null,null,null,null,null,null,null,null,null,null,null,null,null,0,null,"Wall Strobe White Alert Amber Lens","49VO-WWA-A|135 cd",0,8.0000000000000004E-4,0,0.16,0,0.8,160]
[4,177,null,"         Wall Strobe White Alert Amber Lens","49VO-WWA-A|185 cd",null,null,null,null,null,null,null,null,null,null,null,null,null,null,null,null,null,null,null,null,null,null,null,0,null,"Wall Strobe White Alert Amber Lens","49VO-WWA-A|185 cd",0,8.0000000000000004E-4,0,0.20799999999999999,0,0.8,208]
[4,178,null,"         Wall Strobe White Alert Amber Lens BA","49VO-WWA-A-BA|15 cd",null,null,null,null,null,null,null,null,null,null,null,null,null,null,null,null,null,null,null,null,null,null,null,0,null,"Wall Strobe White Alert Amber Lens BA","49VO-WWA-A-BA|15 cd",0,8.0000000000000004E-4,0,4.7E-2,0,0.8,47]
[4,179,null,"         Wall Strobe White Alert Amber Lens BA","49VO-WWA-A-BA|30 cd",null,null,null,null,null,null,null,null,null,null,null,null,null,null,null,null,null,null,null,null,null,null,null,0,null,"Wall Strobe White Alert Amber Lens BA","49VO-WWA-A-BA|30 cd",0,8.0000000000000004E-4,0,5.7000000000000002E-2,0,0.8,57]
[4,180,null,"         Wall Strobe White Alert Amber Lens BA","49VO-WWA-A-BA|75 cd",null,null,null,null,null,null,null,null,null,null,null,null,null,null,null,null,null,null,null,null,null,null,null,0,null,"Wall Strobe White Alert Amber Lens BA","49VO-WWA-A-BA|75 cd",0,8.0000000000000004E-4,0,0.1,0,0.8,100]
[4,181,null,"         Wall Strobe White Alert Amber Lens BA","49VO-WWA-A-BA|110 cd",null,null,null,null,null,null,null,null,null,null,null,null,null,null,null,null,null,null,null,null,null,null,null,0,null,"Wall Strobe White Alert Amber Lens BA","49VO-WWA-A-BA|110 cd",0,8.0000000000000004E-4,0,0.13200000000000001,0,0.8,132]
[4,182,null,"         Wall Strobe White Alert Amber Lens BA","49VO-WWA-A-BA|135 cd",null,null,null,null,null,null,null,null,null,null,null,null,null,null,null,null,null,null,null,null,null,null,null,0,null,"Wall Strobe White Alert Amber Lens BA","49VO-WWA-A-BA|135 cd",0,8.0000000000000004E-4,0,0.16,0,0.8,160]
[4,183,null,"         Wall Strobe White Alert Amber Lens BA","49VO-WWA-A-BA|185 cd",null,null,null,null,null,null,null,null,null,null,null,null,null,null,null,null,null,null,null,null,null,null,null,0,null,"Wall Strobe White Alert Amber Lens BA","49VO-WWA-A-BA|185 cd",0,8.0000000000000004E-4,0,0.20799999999999999,0,0.8,208]
[4,184,null,"         Wall Strobe White Logo Amber Lens BA","49VO-WWS-A-BA|15 cd",null,null,null,null,null,null,null,null,null,null,null,null,null,null,null,null,null,null,null,null,null,null,null,0,null,"Wall Strobe White Logo Amber Lens BA","49VO-WWS-A-BA|15 cd",0,8.0000000000000004E-4,0,4.7E-2,0,0.8,47]
[4,185,null,"         Wall Strobe White Logo Amber Lens BA","49VO-WWS-A-BA|30 cd",null,null,null,null,null,null,null,null,null,null,null,null,null,null,null,null,null,null,null,null,null,null,null,0,null,"Wall Strobe White Logo Amber Lens BA","49VO-WWS-A-BA|30 cd",0,8.0000000000000004E-4,0,5.7000000000000002E-2,0,0.8,57]
[4,186,null,"         Wall Strobe White Logo Amber Lens BA","49VO-WWS-A-BA|75 cd",null,null,null,null,null,null,null,null,null,null,null,null,null,null,null,null,null,null,null,null,null,null,null,0,null,"Wall Strobe White Logo Amber Lens BA","49VO-WWS-A-BA|75 cd",0,8.0000000000000004E-4,0,0.1,0,0.8,100]
[4,187,null,"         Wall Strobe White Logo Amber Lens BA","49VO-WWS-A-BA|110 cd",null,null,null,null,null,null,null,null,null,null,null,null,null,null,null,null,null,null,null,null,null,null,null,0,null,"Wall Strobe White Logo Amber Lens BA","49VO-WWS-A-BA|110 cd",0,8.0000000000000004E-4,0,0.13200000000000001,0,0.8,132]
[4,188,null,"         Wall Strobe White Logo Amber Lens BA","49VO-WWS-A-BA|135 cd",null,null,null,null,null,null,null,null,null,null,null,null,null,null,null,null,null,null,null,null,null,null,null,0,null,"Wall Strobe White Logo Amber Lens BA","49VO-WWS-A-BA|135 cd",0,8.0000000000000004E-4,0,0.16,0,0.8,160]
[4,189,null,"         Wall Strobe White Logo Amber Lens BA","49VO-WWS-A-BA|185 cd",null,null,null,null,null,null,null,null,null,null,null,null,null,null,null,null,null,null,null,null,null,null,null,0,null,"Wall Strobe White Logo Amber Lens BA","49VO-WWS-A-BA|185 cd",0,8.0000000000000004E-4,0,0.20799999999999999,0,0.8,208]
[3,0,"+","      WALL STROBE LED",0,null,null,null,null,null,null,null,null,null,null,null,null,null,null,null,null,null,null,null,null,null,null,null,0,null,"WALL STROBE LED",null,0,0,0,0,0]
[4,1,null,"         59 LED Wall Strobe Red","59VO-APPLWR|15 cd",null,null,null,null,null,null,null,null,null,null,null,null,null,null,null,null,null,null,null,null,null,null,null,0,null,"59 LED Wall Strobe Red","59VO-APPLWR|15 cd",0,8.0000000000000004E-4,0,3.1E-2,0,0.8,31]
[4,2,null,"         59 LED Wall Strobe Red","59VO-APPLWR|30 cd",null,null,null,null,null,null,null,null,null,null,null,null,null,null,null,null,null,null,null,null,null,null,null,0,null,"59 LED Wall Strobe Red","59VO-APPLWR|30 cd",0,8.0000000000000004E-4,0,4.3999999999999997E-2,0,0.8,44]
[4,3,null,"         59 LED Wall Strobe Red","59VO-APPLWR|75 cd",null,null,null,null,null,null,null,null,null,null,null,null,null,null,null,null,null,null,null,null,null,null,null,0,null,"59 LED Wall Strobe Red","59VO-APPLWR|75 cd",0,8.0000000000000004E-4,0,0.06,0,0.8,60]
[4,4,null,"         59 LED Wall Strobe Red Hi Cd","59VO-APPLWRH|110 cd",null,null,null,null,null,null,null,null,null,null,null,null,null,null,null,null,null,null,null,null,null,null,null,0,null,"59 LED Wall Strobe Red Hi Cd","59VO-APPLWRH|110 cd",0,8.0000000000000004E-4,0,0.125,0,0.8,125]
[4,5,null,"         59 LED Wall Strobe Red Hi Cd","59VO-APPLWRH|135 cd",null,null,null,null,null,null,null,null,null,null,null,null,null,null,null,null,null,null,null,null,null,null,null,0,null,"59 LED Wall Strobe Red Hi Cd","59VO-APPLWRH|135 cd",0,8.0000000000000004E-4,0,0.125,0,0.8,125]
[4,6,null,"         59 LED Wall Strobe Red Hi Cd","59VO-APPLWRH|185 cd",null,null,null,null,null,null,null,null,null,null,null,null,null,null,null,null,null,null,null,null,null,null,null,0,null,"59 LED Wall Strobe Red Hi Cd","59VO-APPLWRH|185 cd",0,8.0000000000000004E-4,0,0.125,0,0.8,125]
[4,{"$f":"IF(OR(C1350=\"+\",C1350=\"-\"),0,B1349+1)","v":7},null,"         59 LED Wall Strobe Red WP","59VO-APPLWR-O|15 cd -40° to 32° F",null,null,null,null,null,null,null,null,null,null,null,null,null,null,null,null,null,null,null,null,null,null,null,0,null,"59 LED Wall Strobe Red WP","59VO-APPLWR-O|15 cd -40° to 32° F",0,8.0000000000000004E-4,0,3.5999999999999997E-2,0,0.8,36]
[4,8,null,"         59 LED Wall Strobe Red WP","59VO-APPLWR-O|30 cd -40° to 32° F",null,null,null,null,null,null,null,null,null,null,null,null,null,null,null,null,null,null,null,null,null,null,null,0,null,"59 LED Wall Strobe Red WP","59VO-APPLWR-O|30 cd -40° to 32° F",0,8.0000000000000004E-4,0,0.05,0,0.8,50]
[4,9,null,"         59 LED Wall Strobe Red WP","59VO-APPLWR-O|75 cd -40° to 32° F",null,null,null,null,null,null,null,null,null,null,null,null,null,null,null,null,null,null,null,null,null,null,null,0,null,"59 LED Wall Strobe Red WP","59VO-APPLWR-O|75 cd -40° to 32° F",0,8.0000000000000004E-4,0,7.0000000000000007E-2,0,0.8,70]
[4,10,null,"         59 LED Wall Strobe Red WP","59VO-APPLWR-O|15 cd 32° to 150° F",null,null,null,null,null,null,null,null,null,null,null,null,null,null,null,null,null,null,null,null,null,null,null,0,null,"59 LED Wall Strobe Red WP","59VO-APPLWR-O|15 cd 32° to 150° F",0,8.0000000000000004E-4,0,3.1E-2,0,0.8,31]
[4,11,null,"         59 LED Wall Strobe Red WP","59VO-APPLWR-O|30 cd 32° to 150° F",null,null,null,null,null,null,null,null,null,null,null,null,null,null,null,null,null,null,null,null,null,null,null,0,null,"59 LED Wall Strobe Red WP","59VO-APPLWR-O|30 cd 32° to 150° F",0,8.0000000000000004E-4,0,4.3999999999999997E-2,0,0.8,44]
[4,12,null,"         59 LED Wall Strobe Red WP","59VO-APPLWR-O|75 cd 32° to 150° F",null,null,null,null,null,null,null,null,null,null,null,null,null,null,null,null,null,null,null,null,null,null,null,0,null,"59 LED Wall Strobe Red WP","59VO-APPLWR-O|75 cd 32° to 150° F",0,{"$f":"AL1355/1000","v":8.0000000000000004E-4},0,{"$f":"AM1355/1000","v":0.06},0,0.8,60]
[4,13,null,"         59 LED Wall Strobe Red WP Hi Cd","59VO-APPLWRH-O|110 cd -40° to 32° F",null,null,null,null,null,null,null,null,null,null,null,null,null,null,null,null,null,null,null,null,null,null,null,0,null,"59 LED Wall Strobe Red WP Hi Cd","59VO-APPLWRH-O|110 cd -40° to 32° F",0,8.0000000000000004E-4,0,0.14299999999999999,0,0.8,143]
[4,14,null,"         59 LED Wall Strobe Red WP Hi Cd","59VO-APPLWRH-O|135 cd -40° to 32° F",null,null,null,null,null,null,null,null,null,null,null,null,null,null,null,null,null,null,null,null,null,null,null,0,null,"59 LED Wall Strobe Red WP Hi Cd","59VO-APPLWRH-O|135 cd -40° to 32° F",0,8.0000000000000004E-4,0,0.14299999999999999,0,0.8,143]
[4,15,null,"         59 LED Wall Strobe Red WP Hi Cd","59VO-APPLWRH-O|185 cd -40° to 32° F",null,null,null,null,null,null,null,null,null,null,null,null,null,null,null,null,null,null,null,null,null,null,null,0,null,"59 LED Wall Strobe Red WP Hi Cd","59VO-APPLWRH-O|185 cd -40° to 32° F",0,8.0000000000000004E-4,0,0.14299999999999999,0,0.8,143]
[4,16,null,"         59 LED Wall Strobe Red WP Hi Cd","59VO-APPLWRH-O|110 cd 32° to 150° F",null,null,null,null,null,null,null,null,null,null,null,null,null,null,null,null,null,null,null,null,null,null,null,0,null,"59 LED Wall Strobe Red WP Hi Cd","59VO-APPLWRH-O|110 cd 32° to 150° F",0,8.0000000000000004E-4,{"$f":"AG1359*AH1359","v":0},0.125,{"$f":"AG1359*AJ1359","v":0},0.8,125]
[4,17,null,"         59 LED Wall Strobe Red WP Hi Cd","59VO-APPLWRH-O|135 cd 32° to 150° F",null,null,null,null,null,null,null,null,null,null,null,null,null,null,null,null,null,null,null,null,null,null,null,0,null,"59 LED Wall Strobe Red WP Hi Cd","59VO-APPLWRH-O|135 cd 32° to 150° F",0,8.0000000000000004E-4,0,0.125,0,0.8,125]
[4,18,null,"         59 LED Wall Strobe Red WP Hi Cd","59VO-APPLWRH-O|185 cd 32° to 150° F",null,null,null,null,null,null,null,null,null,null,null,null,null,null,null,null,null,null,null,null,null,null,null,0,null,"59 LED Wall Strobe Red WP Hi Cd","59VO-APPLWRH-O|185 cd 32° to 150° F",0,8.0000000000000004E-4,0,0.125,0,0.8,125]
[4,19,null,"         59 LED Wall Strobe White","59VO-APPLWW|15 cd",null,null,null,null,null,null,null,null,null,null,null,null,null,null,null,null,null,null,null,null,null,null,null,0,null,"59 LED Wall Strobe White","59VO-APPLWW|15 cd",0,8.0000000000000004E-4,0,3.1E-2,0,0.8,31]
[4,20,null,"         59 LED Wall Strobe White","59VO-APPLWW|30 cd",null,null,null,null,null,null,null,null,null,null,null,null,null,null,null,null,null,null,null,null,null,null,null,0,null,"59 LED Wall Strobe White","59VO-APPLWW|30 cd",0,8.0000000000000004E-4,0,4.3999999999999997E-2,0,0.8,44]
[4,21,null,"         59 LED Wall Strobe White","59VO-APPLWW|75 cd",null,null,null,null,null,null,null,null,null,null,null,null,null,null,null,null,null,null,null,null,null,null,null,0,null,"59 LED Wall Strobe White","59VO-APPLWW|75 cd",0,8.0000000000000004E-4,0,0.06,0,0.8,60]
[4,22,null,"         59 LED Wall Strobe White Hi Cd","59VO-APPLWWH|110 cd",null,null,null,null,null,null,null,null,null,null,null,null,null,null,null,null,null,null,null,null,null,null,null,0,null,"59 LED Wall Strobe White Hi Cd","59VO-APPLWWH|110 cd",0,8.0000000000000004E-4,0,0.125,0,0.8,125]
[4,23,null,"         59 LED Wall Strobe White Hi Cd","59VO-APPLWWH|135 cd",null,null,null,null,null,null,null,null,null,null,null,null,null,null,null,null,null,null,null,null,null,null,null,0,null,"59 LED Wall Strobe White Hi Cd","59VO-APPLWWH|135 cd",0,8.0000000000000004E-4,0,0.125,0,0.8,125]
[4,24,null,"         59 LED Wall Strobe White Hi Cd","59VO-APPLWWH|185 cd",null,null,null,null,null,null,null,null,null,null,null,null,null,null,null,null,null,null,null,null,null,null,null,0,null,"59 LED Wall Strobe White Hi Cd","59VO-APPLWWH|185 cd",0,8.0000000000000004E-4,0,0.125,0,0.8,125]
[4,25,null,"         59 LED Wall Strobe White WP","59VO-APPLWW-O|15 cd -40° to 32° F",null,null,null,null,null,null,null,null,null,null,null,null,null,null,null,null,null,null,null,null,null,null,null,0,null,"59 LED Wall Strobe White WP","59VO-APPLWW-O|15 cd -40° to 32° F",0,8.0000000000000004E-4,0,3.5999999999999997E-2,0,0.8,36]
[4,26,null,"         59 LED Wall Strobe White WP","59VO-APPLWW-O|30 cd -40° to 32° F",null,null,null,null,null,null,null,null,null,null,null,null,null,null,null,null,null,null,null,null,null,null,null,0,null,"59 LED Wall Strobe White WP","59VO-APPLWW-O|30 cd -40° to 32° F",0,8.0000000000000004E-4,0,0.05,0,0.8,50]
[4,27,null,"         59 LED Wall Strobe White WP","59VO-APPLWW-O|75 cd -40° to 32° F",null,null,null,null,null,null,null,null,null,null,null,null,null,null,null,null,null,null,null,null,null,null,null,0,null,"59 LED Wall Strobe White WP","59VO-APPLWW-O|75 cd -40° to 32° F",0,8.0000000000000004E-4,0,7.0000000000000007E-2,0,0.8,70]
[4,28,null,"         59 LED Wall Strobe White WP","59VO-APPLWW-O|15 cd 32° to 150° F",null,null,null,null,null,null,null,null,null,null,null,null,null,null,null,null,null,null,null,null,null,null,null,0,null,"59 LED Wall Strobe White WP","59VO-APPLWW-O|15 cd 32° to 150° F",0,8.0000000000000004E-4,0,3.1E-2,0,0.8,31]
[4,29,null,"         59 LED Wall Strobe White WP","59VO-APPLWW-O|30 cd 32° to 150° F",null,null,null,null,null,null,null,null,null,null,null,null,null,null,null,null,null,null,null,null,null,null,null,0,null,"59 LED Wall Strobe White WP","59VO-APPLWW-O|30 cd 32° to 150° F",0,8.0000000000000004E-4,0,4.3999999999999997E-2,0,0.8,44]
[4,30,null,"         59 LED Wall Strobe White WP","59VO-APPLWW-O|75 cd 32° to 150° F",null,null,null,null,null,null,null,null,null,null,null,null,null,null,null,null,null,null,null,null,null,null,null,0,null,"59 LED Wall Strobe White WP","59VO-APPLWW-O|75 cd 32° to 150° F",0,8.0000000000000004E-4,0,0.06,0,0.8,60]
[4,31,null,"         59 LED Wall Strobe White WP Hi Cd","59VO-APPLWWH-O|110 cd -40° to 32° F",null,null,null,null,null,null,null,null,null,null,null,null,null,null,null,null,null,null,null,null,null,null,null,0,null,"59 LED Wall Strobe White WP Hi Cd","59VO-APPLWWH-O|110 cd -40° to 32° F",0,8.0000000000000004E-4,0,0.14299999999999999,0,0.8,143]
[4,32,null,"         59 LED Wall Strobe White WP Hi Cd","59VO-APPLWWH-O|135 cd -40° to 32° F",null,null,null,null,null,null,null,null,null,null,null,null,null,null,null,null,null,null,null,null,null,null,null,0,null,"59 LED Wall Strobe White WP Hi Cd","59VO-APPLWWH-O|135 cd -40° to 32° F",0,8.0000000000000004E-4,0,0.14299999999999999,0,0.8,143]
[4,33,null,"         59 LED Wall Strobe White WP Hi Cd","59VO-APPLWWH-O|185 cd -40° to 32° F",null,null,null,null,null,null,null,null,null,null,null,null,null,null,null,null,null,null,null,null,null,null,null,0,null,"59 LED Wall Strobe White WP Hi Cd","59VO-APPLWWH-O|185 cd -40° to 32° F",0,8.0000000000000004E-4,0,0.14299999999999999,0,0.8,143]
[4,34,null,"         59 LED Wall Strobe White WP Hi Cd","59VO-APPLWWH-O|110 cd 32° to 150° F",null,null,null,null,null,null,null,null,null,null,null,null,null,null,null,null,null,null,null,null,null,null,null,0,null,"59 LED Wall Strobe White WP Hi Cd","59VO-APPLWWH-O|110 cd 32° to 150° F",0,8.0000000000000004E-4,0,0.125,0,0.8,125]
[4,35,null,"         59 LED Wall Strobe White WP Hi Cd","59VO-APPLWWH-O|135 cd 32° to 150° F",null,null,null,null,null,null,null,null,null,null,null,null,null,null,null,null,null,null,null,null,null,null,null,0,null,"59 LED Wall Strobe White WP Hi Cd","59VO-APPLWWH-O|135 cd 32° to 150° F",0,8.0000000000000004E-4,0,0.125,0,0.8,125]
[4,36,null,"         59 LED Wall Strobe White WP Hi Cd","59VO-APPLWWH-O|185 cd 32° to 150° F",null,null,null,null,null,null,null,null,null,null,null,null,null,null,null,null,null,null,null,null,null,null,null,{"$f":"SUM(G1379:W1379)","v":0},null,"59 LED Wall Strobe White WP Hi Cd","59VO-APPLWWH-O|185 cd 32° to 150° F",0,8.0000000000000004E-4,0,0.125,0,0.8,125]
[3,0,"+","      WALL SPEAKER",0,null,null,null,null,null,null,null,null,null,null,null,null,null,null,null,null,null,null,null,null,null,null,null,0,null,"WALL SPEAKER",null,0,0,0,0,0]
[4,1,"★","         Wall Speaker","49SO-APPLW|IDNAC Load",null,null,null,null,null,null,null,null,null,null,null,null,null,null,null,null,null,null,null,null,null,null,null,0,null,"Wall Speaker","49SO-APPLW|IDNAC Load",0,8.0000000000000004E-4,0,8.9999999999999993E-3,0,0.8,9]
[4,2,null,"         Wall Speaker Buy America",{"$f":"AF1382","v":"49SO-APPLW-BA|IDNAC Load"},null,null,null,null,null,null,null,null,null,null,null,null,null,null,null,null,null,null,null,null,null,null,null,0,null,"Wall Speaker Buy America","49SO-APPLW-BA|IDNAC Load",0,8.0000000000000004E-4,0,8.9999999999999993E-3,0,0.8,9]
[4,3,"★","         Wall Speaker HiFi","49HF-APPLW|IDNAC Load",null,null,null,null,null,null,null,null,null,null,null,null,null,null,null,null,null,null,null,null,null,null,null,0,null,"Wall Speaker HiFi","49HF-APPLW|IDNAC Load",0,8.0000000000000004E-4,0,8.9999999999999993E-3,0,0.8,9]
[4,4,null,"         Wall Speaker HiFi Buy America","49HF-APPLW-BA|IDNAC Load",null,null,null,null,null,null,null,null,null,null,null,null,null,null,null,null,null,null,null,null,null,null,null,0,null,"Wall Speaker HiFi Buy America","49HF-APPLW-BA|IDNAC Load",0,8.0000000000000004E-4,0,8.9999999999999993E-3,0,0.8,9]
[4,5,null,"         Wall Speaker WP","49SO-APPLW-O|IDNAC Load",null,null,null,null,null,null,null,null,null,null,null,null,null,null,null,null,null,null,null,null,null,null,null,0,null,"Wall Speaker WP","49SO-APPLW-O|IDNAC Load",0,8.0000000000000004E-4,0,8.9999999999999993E-3,0,0.8,9]
[3,0,"+","      WALL SPEAKER STROBE XENON",0,null,null,null,null,null,null,null,null,null,null,null,null,null,null,null,null,null,null,null,null,null,null,null,0,null,"WALL SPEAKER STROBE XENON",null,0,0,0,0,0]
[4,1,"★","         Wall Speaker Strobe","49SV-APPLW|15 cd",null,null,null,null,null,null,null,null,null,null,null,null,null,null,null,null,null,null,null,null,null,null,null,0,null,"Wall Speaker Strobe","49SV-APPLW|15 cd",0,8.0000000000000004E-4,0,4.7E-2,0,0.8,47]
[4,2,"★","         Wall Speaker Strobe","49SV-APPLW|30 cd",null,null,null,null,null,null,null,null,null,null,null,null,null,null,null,null,null,null,null,null,null,null,null,0,null,"Wall Speaker Strobe","49SV-APPLW|30 cd",0,8.0000000000000004E-4,0,5.7000000000000002E-2,0,0.8,57]
[4,3,"★","         Wall Speaker Strobe","49SV-APPLW|75 cd",null,null,null,null,null,null,null,null,null,null,null,null,null,null,null,null,null,null,null,null,null,null,null,0,null,"Wall Speaker Strobe","49SV-APPLW|75 cd",0,8.0000000000000004E-4,0,0.1,0,0.8,100]
[4,4,"★","         Wall Speaker Strobe","49SV-APPLW|110 cd",null,null,null,null,null,null,null,null,null,null,null,null,null,null,null,null,null,null,null,null,null,null,null,0,null,"Wall Speaker Strobe","49SV-APPLW|110 cd",0,8.0000000000000004E-4,0,0.13200000000000001,0,0.8,132]
[4,5,"★","         Wall Speaker Strobe","49SV-APPLW|135 cd",null,null,null,null,null,null,null,null,null,null,null,null,null,null,null,null,null,null,null,null,null,null,null,0,null,"Wall Speaker Strobe","49SV-APPLW|135 cd",0,8.0000000000000004E-4,0,0.16,0,0.8,160]
[4,6,"★","         Wall Speaker Strobe","49SV-APPLW|185 cd",null,null,null,null,null,null,null,null,null,null,null,null,null,null,null,null,null,null,null,null,null,null,null,0,null,"Wall Speaker Strobe","49SV-APPLW|185 cd",0,8.0000000000000004E-4,0,0.20799999999999999,0,0.8,208]
[4,7,null,"         Wall Speaker Strobe Buy America","49SV-APPLW-BA|15 cd",null,null,null,null,null,null,null,null,null,null,null,null,null,null,null,null,null,null,null,null,null,null,null,0,null,"Wall Speaker Strobe Buy America","49SV-APPLW-BA|15 cd",0,8.0000000000000004E-4,0,4.7E-2,0,0.8,47]
[4,8,null,"         Wall Speaker Strobe Buy America","49SV-APPLW-BA|30 cd",null,null,null,null,null,null,null,null,null,null,null,null,null,null,null,null,null,null,null,null,null,null,null,0,null,"Wall Speaker Strobe Buy America","49SV-APPLW-BA|30 cd",0,8.0000000000000004E-4,0,5.7000000000000002E-2,0,0.8,57]
[4,9,null,"         Wall Speaker Strobe Buy America","49SV-APPLW-BA|75 cd",null,null,null,null,null,null,null,null,null,null,null,null,null,null,null,null,null,null,null,null,null,null,null,0,null,"Wall Speaker Strobe Buy America","49SV-APPLW-BA|75 cd",0,8.0000000000000004E-4,0,0.1,0,0.8,100]
[4,10,null,"         Wall Speaker Strobe Buy America","49SV-APPLW-BA|110 cd",null,null,null,null,null,null,null,null,null,null,null,null,null,null,null,null,null,null,null,null,null,null,null,0,null,"Wall Speaker Strobe Buy America","49SV-APPLW-BA|110 cd",0,8.0000000000000004E-4,0,0.13200000000000001,0,0.8,132]
[4,11,null,{"$f":"REPT(\"   \",A1397-1)&AE1397","v":"         Wall Speaker Strobe Buy America"},"49SV-APPLW-BA|135 cd",null,null,null,null,null,null,null,null,null,null,null,null,null,null,null,null,null,null,null,null,null,null,null,0,null,"Wall Speaker Strobe Buy America","49SV-APPLW-BA|135 cd",0,8.0000000000000004E-4,0,0.16,0,0.8,160]
[4,12,null,"         Wall Speaker Strobe Buy America","49SV-APPLW-BA|185 cd",null,null,null,null,null,null,null,null,null,null,null,null,null,null,null,null,null,null,null,null,null,null,null,0,null,"Wall Speaker Strobe Buy America","49SV-APPLW-BA|185 cd",0,8.0000000000000004E-4,0,0.20799999999999999,0,0.8,208]
[4,13,"★","         Wall Speaker Strobe HiFi","49HFV-APPLW|15 cd",null,null,null,null,null,null,null,null,null,null,null,null,null,null,null,null,null,null,null,null,null,null,null,0,null,"Wall Speaker Strobe HiFi","49HFV-APPLW|15 cd",0,8.0000000000000004E-4,0,4.7E-2,0,0.8,47]
[4,14,"★","         Wall Speaker Strobe HiFi","49HFV-APPLW|30 cd",null,null,null,null,null,null,null,null,null,null,null,null,null,null,null,null,null,null,null,null,null,null,null,0,null,"Wall Speaker Strobe HiFi","49HFV-APPLW|30 cd",0,8.0000000000000004E-4,0,5.7000000000000002E-2,0,0.8,57]
[4,15,"★","         Wall Speaker Strobe HiFi","49HFV-APPLW|75 cd",null,null,null,null,null,null,null,null,null,null,null,null,null,null,null,null,null,null,null,null,null,null,null,0,null,"Wall Speaker Strobe HiFi","49HFV-APPLW|75 cd",0,8.0000000000000004E-4,0,0.1,0,0.8,100]
[4,16,"★","         Wall Speaker Strobe HiFi","49HFV-APPLW|110 cd",null,null,null,null,null,null,null,null,null,null,null,null,null,null,null,null,null,null,null,null,null,null,null,0,null,"Wall Speaker Strobe HiFi","49HFV-APPLW|110 cd",0,8.0000000000000004E-4,0,0.13200000000000001,0,0.8,132]
[4,17,"★","         Wall Speaker Strobe HiFi","49HFV-APPLW|135 cd",null,null,null,null,null,null,null,null,null,null,null,null,null,null,null,null,null,null,null,null,null,null,null,0,null,"Wall Speaker Strobe HiFi","49HFV-APPLW|135 cd",0,8.0000000000000004E-4,0,0.16,0,0.8,160]
[4,18,"★","         Wall Speaker Strobe HiFi","49HFV-APPLW|185 cd",null,null,null,null,null,null,null,null,null,null,null,null,null,null,null,null,null,null,null,null,null,null,null,0,null,"Wall Speaker Strobe HiFi","49HFV-APPLW|185 cd",0,8.0000000000000004E-4,0,0.20799999999999999,0,0.8,208]
[4,19,null,"         Wall Speaker Strobe HiFi Buy America","49HFV-APPLW-BA|15 cd",null,null,null,null,null,null,null,null,null,null,null,null,null,null,null,null,null,null,null,null,null,null,null,0,null,"Wall Speaker Strobe HiFi Buy America","49HFV-APPLW-BA|15 cd",0,8.0000000000000004E-4,0,4.7E-2,0,0.8,47]
[4,20,null,"         Wall Speaker Strobe HiFi Buy America","49HFV-APPLW-BA|30 cd",null,null,null,null,null,null,null,null,null,null,null,null,null,null,null,null,null,null,null,null,null,null,null,0,null,"Wall Speaker Strobe HiFi Buy America","49HFV-APPLW-BA|30 cd",0,8.0000000000000004E-4,0,5.7000000000000002E-2,0,0.8,57]
[4,21,null,"         Wall Speaker Strobe HiFi Buy America","49HFV-APPLW-BA|75 cd",null,null,null,null,null,null,null,null,null,null,null,null,null,null,null,null,null,null,null,null,null,null,null,0,null,"Wall Speaker Strobe HiFi Buy America","49HFV-APPLW-BA|75 cd",0,8.0000000000000004E-4,0,0.1,0,0.8,100]
[4,22,null,"         Wall Speaker Strobe HiFi Buy America","49HFV-APPLW-BA|110 cd",null,null,null,null,null,null,null,null,null,null,null,null,null,null,null,null,null,null,null,null,null,null,null,0,null,"Wall Speaker Strobe HiFi Buy America","49HFV-APPLW-BA|110 cd",0,8.0000000000000004E-4,0,0.13200000000000001,0,0.8,132]
[4,23,null,"         Wall Speaker Strobe HiFi Buy America","49HFV-APPLW-BA|135 cd",null,null,null,null,null,null,null,null,null,null,null,null,null,null,null,null,null,null,null,null,null,null,null,0,null,"Wall Speaker Strobe HiFi Buy America","49HFV-APPLW-BA|135 cd",0,8.0000000000000004E-4,0,0.16,0,0.8,160]
[4,24,null,"         Wall Speaker Strobe HiFi Buy America","49HFV-APPLW-BA|185 cd",null,null,null,null,null,null,null,null,null,null,null,null,null,null,null,null,null,null,null,null,null,null,null,0,null,"Wall Speaker Strobe HiFi Buy America","49HFV-APPLW-BA|185 cd",0,8.0000000000000004E-4,0,0.20799999999999999,0,0.8,208]
[4,25,"★","         Wall Speaker Strobe WP","49SV-APPLW-O|15 cd",null,null,null,null,null,null,null,null,null,null,null,null,null,null,null,null,null,null,null,null,null,null,null,0,null,"Wall Speaker Strobe WP","49SV-APPLW-O|15 cd",0,8.0000000000000004E-4,0,4.7E-2,0,0.8,47]
[4,26,"★","         Wall Speaker Strobe WP","49SV-APPLW-O|WP15cd",null,null,null,null,null,null,null,null,null,null,null,null,null,null,null,null,null,null,null,null,null,null,null,0,null,"Wall Speaker Strobe WP","49SV-APPLW-O|WP15cd",0,8.0000000000000004E-4,0,8.1000000000000003E-2,0,0.8,81]
[4,27,"★","         Wall Speaker Strobe WP","49SV-APPLW-O|75 cd",null,null,null,null,null,null,null,null,null,null,null,null,null,null,null,null,null,null,null,null,null,null,null,0,null,"Wall Speaker Strobe WP","49SV-APPLW-O|75 cd",0,8.0000000000000004E-4,0,0.1,0,0.8,100]
[4,{"$f":"IF(OR(C1414=\"+\",C1414=\"-\"),0,B1413+1)","v":28},"★","         Wall Speaker Strobe WP","49SV-APPLW-O|WP75cd",null,null,null,null,null,null,null,null,null,null,null,null,null,null,null,null,null,null,null,null,null,null,null,0,null,"Wall Speaker Strobe WP","49SV-APPLW-O|WP75cd",0,8.0000000000000004E-4,0,0.187,0,0.8,187]
[4,29,"★","         Wall Speaker Strobe WP","49SV-APPLW-O|WP110cd",null,null,null,null,null,null,null,null,null,null,null,null,null,null,null,null,null,null,null,null,null,null,null,0,null,"Wall Speaker Strobe WP","49SV-APPLW-O|WP110cd",0,8.0000000000000004E-4,0,0.23,0,0.8,230]
[4,30,"★","         Wall Speaker Strobe WP","49SV-APPLW-O|WP185cd",null,null,null,null,null,null,null,null,null,null,null,null,null,null,null,null,null,null,null,null,null,null,null,0,null,"Wall Speaker Strobe WP","49SV-APPLW-O|WP185cd",0,8.0000000000000004E-4,0,0.29799999999999999,0,0.8,298]
[4,31,null,"         Wall Speaker Strobe WP ULC","49SV-APPLW-CO|15 cd",null,null,null,null,null,null,null,null,null,null,null,null,null,null,null,null,null,null,null,null,null,null,null,0,null,"Wall Speaker Strobe WP ULC","49SV-APPLW-CO|15 cd",0,8.0000000000000004E-4,0,4.7E-2,0,0.8,47]
[4,32,null,"         Wall Speaker Strobe WP ULC","49SV-APPLW-CO|WP15cd",null,null,null,null,null,null,null,null,null,null,null,null,null,null,null,null,null,null,null,null,null,null,null,0,null,"Wall Speaker Strobe WP ULC","49SV-APPLW-CO|WP15cd",0,8.0000000000000004E-4,0,8.1000000000000003E-2,0,0.8,81]
[4,33,null,"         Wall Speaker Strobe WP ULC","49SV-APPLW-CO|75 cd",null,null,null,null,null,null,null,null,null,null,null,null,null,null,null,null,null,null,null,null,null,null,null,0,null,"Wall Speaker Strobe WP ULC","49SV-APPLW-CO|75 cd",0,{"$f":"AL1419/1000","v":8.0000000000000004E-4},0,{"$f":"AM1419/1000","v":0.1},0,0.8,100]
[4,34,null,"         Wall Speaker Strobe WP ULC","49SV-APPLW-CO|WP75cd",null,null,null,null,null,null,null,null,null,null,null,null,null,null,null,null,null,null,null,null,null,null,null,0,null,"Wall Speaker Strobe WP ULC","49SV-APPLW-CO|WP75cd",0,8.0000000000000004E-4,0,0.187,0,0.8,187]
[4,35,null,"         Wall Speaker Strobe WP ULC","49SV-APPLW-CO|WP110cd",null,null,null,null,null,null,null,null,null,null,null,null,null,null,null,null,null,null,null,null,null,null,null,0,null,"Wall Speaker Strobe WP ULC","49SV-APPLW-CO|WP110cd",0,8.0000000000000004E-4,0,0.23,0,0.8,230]
[4,36,null,"         Wall Speaker Strobe WP ULC","49SV-APPLW-CO|WP185cd",null,null,null,null,null,null,null,null,null,null,null,null,null,null,null,null,null,null,null,null,null,null,null,0,null,"Wall Speaker Strobe WP ULC","49SV-APPLW-CO|WP185cd",0,8.0000000000000004E-4,0,0.29799999999999999,0,0.8,298]
[3,0,"+","      WALL CONVENTIONAL SPEAKER STROBE",0,null,null,null,null,null,null,null,null,null,null,null,null,null,null,null,null,null,null,null,null,null,null,null,0,null,"WALL CONVENTIONAL SPEAKER STROBE",null,0,0,{"$f":"AG1423*AH1423","v":0},0,{"$f":"AG1423*AJ1423","v":0}]
[4,1,null,"         Red Wall Conv Speaker Strobe","4906-9251|15 cd",null,null,null,null,null,null,null,null,null,null,null,null,null,null,null,null,null,null,null,null,null,null,null,0,null,"Red Wall Conv Speaker Strobe","4906-9251|15 cd",0,8.0000000000000004E-4,0,0.05,0,0.8,50]
[4,2,null,"         Red Wall Conv Speaker Strobe","4906-9251|30 cd",null,null,null,null,null,null,null,null,null,null,null,null,null,null,null,null,null,null,null,null,null,null,null,0,null,"Red Wall Conv Speaker Strobe","4906-9251|30 cd",0,8.0000000000000004E-4,0,7.4999999999999997E-2,0,0.8,75]
[4,3,null,"         Red Wall Conv Speaker Strobe","4906-9251|75 cd",null,null,null,null,null,null,null,null,null,null,null,null,null,null,null,null,null,null,null,null,null,null,null,0,null,"Red Wall Conv Speaker Strobe","4906-9251|75 cd",0,8.0000000000000004E-4,0,0.13700000000000001,0,0.8,137]
[4,4,null,"         Red Wall Conv Speaker Strobe","4906-9251|110 cd",null,null,null,null,null,null,null,null,null,null,null,null,null,null,null,null,null,null,null,null,null,null,null,0,null,"Red Wall Conv Speaker Strobe","4906-9251|110 cd",0,8.0000000000000004E-4,0,0.19,0,0.8,190]
[4,5,null,"         White Wall Conv Speaker Strobe","4906-9253|15 cd",null,null,null,null,null,null,null,null,null,null,null,null,null,null,null,null,null,null,null,null,null,null,null,0,null,"White Wall Conv Speaker Strobe","4906-9253|15 cd",0,8.0000000000000004E-4,0,0.05,0,0.8,50]
[4,6,null,"         White Wall Conv Speaker Strobe","4906-9253|30 cd",null,null,null,null,null,null,null,null,null,null,null,null,null,null,null,null,null,null,null,null,null,null,null,0,null,"White Wall Conv Speaker Strobe","4906-9253|30 cd",0,8.0000000000000004E-4,0,7.4999999999999997E-2,0,0.8,75]
[4,7,null,"         White Wall Conv Speaker Strobe","4906-9253|75 cd",null,null,null,null,null,null,null,null,null,null,null,null,null,null,null,null,null,null,null,null,null,null,null,0,null,"White Wall Conv Speaker Strobe","4906-9253|75 cd",0,8.0000000000000004E-4,0,0.13700000000000001,0,0.8,137]
[4,8,null,"         White Wall Conv Speaker Strobe","4906-9253|110 cd",null,null,null,null,null,null,null,null,null,null,null,null,null,null,null,null,null,null,null,null,null,null,null,0,null,"White Wall Conv Speaker Strobe","4906-9253|110 cd",0,8.0000000000000004E-4,0,0.19,0,0.8,190]
[3,0,"+","      CEILING HORN",0,null,null,null,null,null,null,null,null,null,null,null,null,null,null,null,null,null,null,null,null,null,null,null,0,null,"CEILING HORN",null,0,0,0,0,0]
[4,1,"★","         Ceiling Horn","49AO-APPLC|Horn",null,null,null,null,null,null,null,null,null,null,null,null,null,null,null,null,null,null,null,null,null,null,null,0,null,"Ceiling Horn","49AO-APPLC|Horn",0,8.0000000000000004E-4,0,1.7999999999999999E-2,0,0.8,18]
[4,2,null,"         Ceiling Horn Buy America","49AO-APPLC-BA|Horn",null,null,null,null,null,null,null,null,null,null,null,null,null,null,null,null,null,null,null,null,null,null,null,0,null,"Ceiling Horn Buy America","49AO-APPLC-BA|Horn",0,8.0000000000000004E-4,0,1.7999999999999999E-2,0,0.8,18]
[4,3,null,"         Ceiling Horn WP","49AO-APPLC-O|Horn",null,null,null,null,null,null,null,null,null,null,null,null,null,null,null,null,null,null,null,null,null,null,null,0,null,"Ceiling Horn WP","49AO-APPLC-O|Horn",0,8.0000000000000004E-4,0,1.7999999999999999E-2,0,0.8,18]
[3,0,"+","      CEILING HORN STROBE XENON",0,null,null,null,null,null,null,null,null,null,null,null,null,null,null,null,null,null,null,null,null,null,null,null,0,null,"CEILING HORN STROBE XENON",null,0,0,0,0,0]
[4,1,"★","         Ceiling Horn Strobe","49AV-APPLC|15 cd",null,null,null,null,null,null,null,null,null,null,null,null,null,null,null,null,null,null,null,null,null,null,null,0,null,"Ceiling Horn Strobe","49AV-APPLC|15 cd",0,8.0000000000000004E-4,0,6.7000000000000004E-2,0,0.8,67]
[4,2,"★","         Ceiling Horn Strobe","49AV-APPLC|30 cd",null,null,null,null,null,null,null,null,null,null,null,null,null,null,null,null,null,null,null,null,null,null,null,0,null,"Ceiling Horn Strobe","49AV-APPLC|30 cd",0,8.0000000000000004E-4,0,9.1999999999999998E-2,0,0.8,92]
[4,3,"★","         Ceiling Horn Strobe","49AV-APPLC|75 cd",null,null,null,null,null,null,null,null,null,null,null,null,null,null,null,null,null,null,null,null,null,null,null,0,null,"Ceiling Horn Strobe","49AV-APPLC|75 cd",0,8.0000000000000004E-4,0,0.159,0,0.8,159]
[4,4,"★","         Ceiling Horn Strobe","49AV-APPLC|110 cd",null,null,null,null,null,null,null,null,null,null,null,null,null,null,null,null,null,null,null,null,null,null,null,0,null,"Ceiling Horn Strobe","49AV-APPLC|110 cd",0,8.0000000000000004E-4,0,0.215,0,0.8,215]
[4,5,null,"         Ceiling Horn Strobe BA","49AV-APPLC-BA|15 cd",null,null,null,null,null,null,null,null,null,null,null,null,null,null,null,null,null,null,null,null,null,null,null,0,null,"Ceiling Horn Strobe BA","49AV-APPLC-BA|15 cd",0,8.0000000000000004E-4,0,6.7000000000000004E-2,0,0.8,67]
[4,6,null,"         Ceiling Horn Strobe BA","49AV-APPLC-BA|30 cd",null,null,null,null,null,null,null,null,null,null,null,null,null,null,null,null,null,null,null,null,null,null,null,0,null,"Ceiling Horn Strobe BA","49AV-APPLC-BA|30 cd",0,8.0000000000000004E-4,0,9.1999999999999998E-2,0,0.8,92]
[4,7,null,"         Ceiling Horn Strobe BA","49AV-APPLC-BA|75 cd",null,null,null,null,null,null,null,null,null,null,null,null,null,null,null,null,null,null,null,null,null,null,null,{"$f":"SUM(G1443:W1443)","v":0},null,"Ceiling Horn Strobe BA","49AV-APPLC-BA|75 cd",0,8.0000000000000004E-4,0,0.159,0,0.8,159]
[4,8,null,"         Ceiling Horn Strobe BA","49AV-APPLC-BA|110 cd",null,null,null,null,null,null,null,null,null,null,null,null,null,null,null,null,null,null,null,null,null,null,null,0,null,"Ceiling Horn Strobe BA","49AV-APPLC-BA|110 cd",0,8.0000000000000004E-4,0,0.215,0,0.8,215]
[4,9,"★","         Ceiling Horn Strobe Hi Cd","49AVH-APPLC|110 cd",null,null,null,null,null,null,null,null,null,null,null,null,null,null,null,null,null,null,null,null,null,null,null,0,null,"Ceiling Horn Strobe Hi Cd","49AVH-APPLC|110 cd",0,8.0000000000000004E-4,0,0.3,0,0.8,300]
[4,10,"★","         Ceiling Horn Strobe Hi Cd",{"$f":"AF1446","v":"49AVH-APPLC|135 cd"},null,null,null,null,null,null,null,null,null,null,null,null,null,null,null,null,null,null,null,null,null,null,null,0,null,"Ceiling Horn Strobe Hi Cd","49AVH-APPLC|135 cd",0,8.0000000000000004E-4,0,0.33,0,0.8,330]
[4,11,"★","         Ceiling Horn Strobe Hi Cd","49AVH-APPLC|185 cd",null,null,null,null,null,null,null,null,null,null,null,null,null,null,null,null,null,null,null,null,null,null,null,0,null,"Ceiling Horn Strobe Hi Cd","49AVH-APPLC|185 cd",0,8.0000000000000004E-4,0,0.39100000000000001,0,0.8,391]
[4,12,null,"         Ceiling Horn Strobe Hi Cd Amber BA","49AVH-APPLCA-BA|95 cd",null,null,null,null,null,null,null,null,null,null,null,null,null,null,null,null,null,null,null,null,null,null,null,0,null,"Ceiling Horn Strobe Hi Cd Amber BA","49AVH-APPLCA-BA|95 cd",0,8.0000000000000004E-4,0,0.3,0,0.8,300]
[4,13,null,"         Ceiling Horn Strobe Hi Cd Amber BA","49AVH-APPLCA-BA|110 cd",null,null,null,null,null,null,null,null,null,null,null,null,null,null,null,null,null,null,null,null,null,null,null,0,null,"Ceiling Horn Strobe Hi Cd Amber BA","49AVH-APPLCA-BA|110 cd",0,8.0000000000000004E-4,0,0.33,0,0.8,330]
[4,14,null,"         Ceiling Horn Strobe Hi Cd Amber BA","49AVH-APPLCA-BA|135 cd",null,null,null,null,null,null,null,null,null,null,null,null,null,null,null,null,null,null,null,null,null,null,null,0,null,"Ceiling Horn Strobe Hi Cd Amber BA","49AVH-APPLCA-BA|135 cd",0,8.0000000000000004E-4,0,0.39100000000000001,0,0.8,391]
[4,15,null,"         Ceiling Horn Strobe Hi Cd Blue BA","49AVH-APPLCB-BA|75 cd",null,null,null,null,null,null,null,null,null,null,null,null,null,null,null,null,null,null,null,null,null,null,null,0,null,"Ceiling Horn Strobe Hi Cd Blue BA","49AVH-APPLCB-BA|75 cd",0,8.0000000000000004E-4,0,0.3,0,0.8,300]
[4,16,null,"         Ceiling Horn Strobe Hi Cd Blue BA","49AVH-APPLCB-BA|95 cd",null,null,null,null,null,null,null,null,null,null,null,null,null,null,null,null,null,null,null,null,null,null,null,0,null,"Ceiling Horn Strobe Hi Cd Blue BA","49AVH-APPLCB-BA|95 cd",0,8.0000000000000004E-4,0,0.33,0,0.8,330]
[4,17,null,"         Ceiling Horn Strobe Hi Cd Blue BA","49AVH-APPLCB-BA|110 cd",null,null,null,null,null,null,null,null,null,null,null,null,null,null,null,null,null,null,null,null,null,null,null,0,null,"Ceiling Horn Strobe Hi Cd Blue BA","49AVH-APPLCB-BA|110 cd",0,8.0000000000000004E-4,0,0.39100000000000001,0,0.8,391]
[4,18,null,"         Ceiling Horn Strobe Hi Cd Buy America","49AVH-APPLC-BA|110 cd",null,null,null,null,null,null,null,null,null,null,null,null,null,null,null,null,null,null,null,null,null,null,null,0,null,"Ceiling Horn Strobe Hi Cd Buy America","49AVH-APPLC-BA|110 cd",0,8.0000000000000004E-4,0,0.3,0,0.8,300]
[4,19,null,"         Ceiling Horn Strobe Hi Cd Buy America","49AVH-APPLC-BA|135 cd",null,null,null,null,null,null,null,null,null,null,null,null,null,null,null,null,null,null,null,null,null,null,null,0,null,"Ceiling Horn Strobe Hi Cd Buy America","49AVH-APPLC-BA|135 cd",0,8.0000000000000004E-4,0,0.33,0,0.8,330]
[4,20,null,"         Ceiling Horn Strobe Hi Cd Buy America","49AVH-APPLC-BA|185 cd",null,null,null,null,null,null,null,null,null,null,null,null,null,null,null,null,null,null,null,null,null,null,null,0,null,"Ceiling Horn Strobe Hi Cd Buy America","49AVH-APPLC-BA|185 cd",0,8.0000000000000004E-4,0,0.39100000000000001,0,0.8,391]
[4,21,"★","         Ceiling Horn Strobe Hi Cd WP","49AVH-APPLC-O|110 cd",null,null,null,null,null,null,null,null,null,null,null,null,null,null,null,null,null,null,null,null,null,null,null,0,null,"Ceiling Horn Strobe Hi Cd WP","49AVH-APPLC-O|110 cd",0,8.0000000000000004E-4,0,0.32300000000000001,0,0.8,323]
[4,22,"★","         Ceiling Horn Strobe Hi Cd WP","49AVH-APPLC-O|135 cd",null,null,null,null,null,null,null,null,null,null,null,null,null,null,null,null,null,null,null,null,null,null,null,0,null,"Ceiling Horn Strobe Hi Cd WP","49AVH-APPLC-O|135 cd",0,8.0000000000000004E-4,0,0.35,0,0.8,350]
[4,23,"★","         Ceiling Horn Strobe Hi Cd WP","49AVH-APPLC-O|185 cd",null,null,null,null,null,null,null,null,null,null,null,null,null,null,null,null,null,null,null,null,null,null,null,0,null,"Ceiling Horn Strobe Hi Cd WP","49AVH-APPLC-O|185 cd",0,8.0000000000000004E-4,0,0.41299999999999998,0,0.8,413]
[4,24,null,"         Ceiling Horn Strobe Hi Cd WP BA","49AVH-APPLC-O-BA|110 cd",null,null,null,null,null,null,null,null,null,null,null,null,null,null,null,null,null,null,null,null,null,null,null,0,null,"Ceiling Horn Strobe Hi Cd WP BA","49AVH-APPLC-O-BA|110 cd",0,8.0000000000000004E-4,0,0.32300000000000001,0,0.8,323]
[4,25,null,{"$f":"REPT(\"   \",A1461-1)&AE1461","v":"         Ceiling Horn Strobe Hi Cd WP BA"},"49AVH-APPLC-O-BA|135 cd",null,null,null,null,null,null,null,null,null,null,null,null,null,null,null,null,null,null,null,null,null,null,null,0,null,"Ceiling Horn Strobe Hi Cd WP BA","49AVH-APPLC-O-BA|135 cd",0,8.0000000000000004E-4,0,0.35,0,0.8,350]
[4,26,null,"         Ceiling Horn Strobe Hi Cd WP BA","49AVH-APPLC-O-BA|185 cd",null,null,null,null,null,null,null,null,null,null,null,null,null,null,null,null,null,null,null,null,null,null,null,0,null,"Ceiling Horn Strobe Hi Cd WP BA","49AVH-APPLC-O-BA|185 cd",0,8.0000000000000004E-4,0,0.41299999999999998,0,0.8,413]
[3,0,"+","      CEILING STROBE XENON",0,null,null,null,null,null,null,null,null,null,null,null,null,null,null,null,null,null,null,null,null,null,null,null,0,null,"CEILING STROBE XENON",null,0,0,0,0,0]
[4,1,"★","         Ceiling Strobe","49VO-APPLC|15 cd",null,null,null,null,null,null,null,null,null,null,null,null,null,null,null,null,null,null,null,null,null,null,null,0,null,"Ceiling Strobe","49VO-APPLC|15 cd",0,8.0000000000000004E-4,0,5.5E-2,0,0.8,55]
[4,2,"★","         Ceiling Strobe","49VO-APPLC|30 cd",null,null,null,null,null,null,null,null,null,null,null,null,null,null,null,null,null,null,null,null,null,null,null,0,null,"Ceiling Strobe","49VO-APPLC|30 cd",0,8.0000000000000004E-4,0,8.3000000000000004E-2,0,0.8,83]
[4,3,"★","         Ceiling Strobe","49VO-APPLC|75 cd",null,null,null,null,null,null,null,null,null,null,null,null,null,null,null,null,null,null,null,null,null,null,null,0,null,"Ceiling Strobe","49VO-APPLC|75 cd",0,8.0000000000000004E-4,0,0.159,0,0.8,159]
[4,4,"★","         Ceiling Strobe","49VO-APPLC|110 cd",null,null,null,null,null,null,null,null,null,null,null,null,null,null,null,null,null,null,null,null,null,null,null,0,null,"Ceiling Strobe","49VO-APPLC|110 cd",0,8.0000000000000004E-4,0,0.19900000000000001,0,0.8,199]
[4,5,null,"         Ceiling Strobe Buy America","49VO-APPLC-BA|15 cd",null,null,null,null,null,null,null,null,null,null,null,null,null,null,null,null,null,null,null,null,null,null,null,0,null,"Ceiling Strobe Buy America","49VO-APPLC-BA|15 cd",0,8.0000000000000004E-4,0,5.5E-2,0,0.8,55]
[4,6,null,"         Ceiling Strobe Buy America","49VO-APPLC-BA|30 cd",null,null,null,null,null,null,null,null,null,null,null,null,null,null,null,null,null,null,null,null,null,null,null,0,null,"Ceiling Strobe Buy America","49VO-APPLC-BA|30 cd",0,8.0000000000000004E-4,0,8.3000000000000004E-2,0,0.8,83]
[4,7,null,"         Ceiling Strobe Buy America","49VO-APPLC-BA|75 cd",null,null,null,null,null,null,null,null,null,null,null,null,null,null,null,null,null,null,null,null,null,null,null,0,null,"Ceiling Strobe Buy America","49VO-APPLC-BA|75 cd",0,8.0000000000000004E-4,0,0.159,0,0.8,159]
[4,8,null,"         Ceiling Strobe Buy America","49VO-APPLC-BA|110 cd",null,null,null,null,null,null,null,null,null,null,null,null,null,null,null,null,null,null,null,null,null,null,null,0,null,"Ceiling Strobe Buy America","49VO-APPLC-BA|110 cd",0,8.0000000000000004E-4,0,0.19900000000000001,0,0.8,199]
[4,9,"★","         Ceiling Strobe Hi Cd","49VOH-APPLC|110 cd",null,null,null,null,null,null,null,null,null,null,null,null,null,null,null,null,null,null,null,null,null,null,null,0,null,"Ceiling Strobe Hi Cd","49VOH-APPLC|110 cd",0,8.0000000000000004E-4,0,0.253,0,0.8,253]
[4,10,"★","         Ceiling Strobe Hi Cd","49VOH-APPLC|135 cd",null,null,null,null,null,null,null,null,null,null,null,null,null,null,null,null,null,null,null,null,null,null,null,0,null,"Ceiling Strobe Hi Cd","49VOH-APPLC|135 cd",0,8.0000000000000004E-4,0,0.29599999999999999,0,0.8,296]
[4,11,"★","         Ceiling Strobe Hi Cd","49VOH-APPLC|185 cd",null,null,null,null,null,null,null,null,null,null,null,null,null,null,null,null,null,null,null,null,null,null,null,0,null,"Ceiling Strobe Hi Cd","49VOH-APPLC|185 cd",0,8.0000000000000004E-4,0,0.377,0,0.8,377]
[4,12,null,"         Ceiling Strobe Hi Cd Amber","49VOH-APPLCA|95 cd",null,null,null,null,null,null,null,null,null,null,null,null,null,null,null,null,null,null,null,null,null,null,null,0,null,"Ceiling Strobe Hi Cd Amber","49VOH-APPLCA|95 cd",0,8.0000000000000004E-4,0,0.27200000000000002,0,0.8,272]
[4,13,null,"         Ceiling Strobe Hi Cd Amber","49VOH-APPLCA|110 cd",null,null,null,null,null,null,null,null,null,null,null,null,null,null,null,null,null,null,null,null,null,null,null,0,null,"Ceiling Strobe Hi Cd Amber","49VOH-APPLCA|110 cd",0,8.0000000000000004E-4,0,0.3,0,0.8,300]
[4,14,null,"         Ceiling Strobe Hi Cd Amber","49VOH-APPLCA|135 cd",null,null,null,null,null,null,null,null,null,null,null,null,null,null,null,null,null,null,null,null,null,null,null,0,null,"Ceiling Strobe Hi Cd Amber","49VOH-APPLCA|135 cd",0,8.0000000000000004E-4,0,0.35499999999999998,0,0.8,355]
[4,{"$f":"IF(OR(C1478=\"+\",C1478=\"-\"),0,B1477+1)","v":15},null,"         Ceiling Strobe Hi Cd Amber Buy America","49VOH-APPLCA-BA|95 cd",null,null,null,null,null,null,null,null,null,null,null,null,null,null,null,null,null,null,null,null,null,null,null,0,null,"Ceiling Strobe Hi Cd Amber Buy America","49VOH-APPLCA-BA|95 cd",0,8.0000000000000004E-4,0,0.27200000000000002,0,0.8,272]
[4,16,null,"         Ceiling Strobe Hi Cd Amber Buy America","49VOH-APPLCA-BA|110 cd",null,null,null,null,null,null,null,null,null,null,null,null,null,null,null,null,null,null,null,null,null,null,null,0,null,"Ceiling Strobe Hi Cd Amber Buy America","49VOH-APPLCA-BA|110 cd",0,8.0000000000000004E-4,0,0.3,0,0.8,300]
[4,17,null,"         Ceiling Strobe Hi Cd Amber Buy America","49VOH-APPLCA-BA|135 cd",null,null,null,null,null,null,null,null,null,null,null,null,null,null,null,null,null,null,null,null,null,null,null,0,null,"Ceiling Strobe Hi Cd Amber Buy America","49VOH-APPLCA-BA|135 cd",0,8.0000000000000004E-4,0,0.35499999999999998,0,0.8,355]
[4,18,null,"         Ceiling Strobe Hi Cd Blue","49VOH-APPLCB|75 cd",null,null,null,null,null,null,null,null,null,null,null,null,null,null,null,null,null,null,null,null,null,null,null,0,null,"Ceiling Strobe Hi Cd Blue","49VOH-APPLCB|75 cd",0,8.0000000000000004E-4,0,7.1999999999999995E-2,0,0.8,72]
[4,19,null,"         Ceiling Strobe Hi Cd Blue","49VOH-APPLCB|95 cd",null,null,null,null,null,null,null,null,null,null,null,null,null,null,null,null,null,null,null,null,null,null,null,0,null,"Ceiling Strobe Hi Cd Blue","49VOH-APPLCB|95 cd",0,8.0000000000000004E-4,0,0.3,0,0.8,300]
[4,20,null,"         Ceiling Strobe Hi Cd Blue","49VOH-APPLCB|110 cd",null,null,null,null,null,null,null,null,null,null,null,null,null,null,null,null,null,null,null,null,null,null,null,0,null,"Ceiling Strobe Hi Cd Blue","49VOH-APPLCB|110 cd",0,{"$f":"AL1483/1000","v":8.0000000000000004E-4},0,{"$f":"AM1483/1000","v":0.35499999999999998},0,0.8,355]
[4,21,null,"         Ceiling Strobe Hi Cd Blue Buy America","49VOH-APPLCB-BA|75 cd",null,null,null,null,null,null,null,null,null,null,null,null,null,null,null,null,null,null,null,null,null,null,null,0,null,"Ceiling Strobe Hi Cd Blue Buy America","49VOH-APPLCB-BA|75 cd",0,8.0000000000000004E-4,0,7.1999999999999995E-2,0,0.8,72]
[4,22,null,"         Ceiling Strobe Hi Cd Blue Buy America","49VOH-APPLCB-BA|95 cd",null,null,null,null,null,null,null,null,null,null,null,null,null,null,null,null,null,null,null,null,null,null,null,0,null,"Ceiling Strobe Hi Cd Blue Buy America","49VOH-APPLCB-BA|95 cd",0,8.0000000000000004E-4,0,0.3,0,0.8,300]
[4,23,null,"         Ceiling Strobe Hi Cd Blue Buy America","49VOH-APPLCB-BA|110 cd",null,null,null,null,null,null,null,null,null,null,null,null,null,null,null,null,null,null,null,null,null,null,null,0,null,"Ceiling Strobe Hi Cd Blue Buy America","49VOH-APPLCB-BA|110 cd",0,8.0000000000000004E-4,0,0.35499999999999998,0,0.8,355]
[4,24,null,"         Ceiling Strobe Hi Cd Buy America","49VOH-APPLC-BA|110 cd",null,null,null,null,null,null,null,null,null,null,null,null,null,null,null,null,null,null,null,null,null,null,null,0,null,"Ceiling Strobe Hi Cd Buy America","49VOH-APPLC-BA|110 cd",0,8.0000000000000004E-4,{"$f":"AG1487*AH1487","v":0},0.253,{"$f":"AG1487*AJ1487","v":0},0.8,253]
[4,25,null,"         Ceiling Strobe Hi Cd Buy America","49VOH-APPLC-BA|135 cd",null,null,null,null,null,null,null,null,null,null,null,null,null,null,null,null,null,null,null,null,null,null,null,0,null,"Ceiling Strobe Hi Cd Buy America","49VOH-APPLC-BA|135 cd",0,8.0000000000000004E-4,0,0.29599999999999999,0,0.8,296]
[4,26,null,"         Ceiling Strobe Hi Cd Buy America","49VOH-APPLC-BA|185 cd",null,null,null,null,null,null,null,null,null,null,null,null,null,null,null,null,null,null,null,null,null,null,null,0,null,"Ceiling Strobe Hi Cd Buy America","49VOH-APPLC-BA|185 cd",0,8.0000000000000004E-4,0,0.377,0,0.8,377]
[4,27,"★","         Ceiling Strobe Hi Cd WP","49VOH-APPLC-O|110 cd",null,null,null,null,null,null,null,null,null,null,null,null,null,null,null,null,null,null,null,null,null,null,null,0,null,"Ceiling Strobe Hi Cd WP","49VOH-APPLC-O|110 cd",0,8.0000000000000004E-4,0,0.29799999999999999,0,0.8,298]
[4,28,"★","         Ceiling Strobe Hi Cd WP","49VOH-APPLC-O|135 cd",null,null,null,null,null,null,null,null,null,null,null,null,null,null,null,null,null,null,null,null,null,null,null,0,null,"Ceiling Strobe Hi Cd WP","49VOH-APPLC-O|135 cd",0,8.0000000000000004E-4,0,0.33,0,0.8,330]
[4,29,"★","         Ceiling Strobe Hi Cd WP","49VOH-APPLC-O|185 cd",null,null,null,null,null,null,null,null,null,null,null,null,null,null,null,null,null,null,null,null,null,null,null,0,null,"Ceiling Strobe Hi Cd WP","49VOH-APPLC-O|185 cd",0,8.0000000000000004E-4,0,0.39300000000000002,0,0.8,393]
[4,30,null,"         Ceiling Strobe Hi Cd WP BA","49VOH-APPLC-O-BA|110 cd",null,null,null,null,null,null,null,null,null,null,null,null,null,null,null,null,null,null,null,null,null,null,null,0,null,"Ceiling Strobe Hi Cd WP BA","49VOH-APPLC-O-BA|110 cd",0,8.0000000000000004E-4,0,0.29799999999999999,0,0.8,298]
[4,31,null,"         Ceiling Strobe Hi Cd WP BA","49VOH-APPLC-O-BA|135 cd",null,null,null,null,null,null,null,null,null,null,null,null,null,null,null,null,null,null,null,null,null,null,null,0,null,"Ceiling Strobe Hi Cd WP BA","49VOH-APPLC-O-BA|135 cd",0,8.0000000000000004E-4,0,0.33,0,0.8,330]
[4,32,null,"         Ceiling Strobe Hi Cd WP BA","49VOH-APPLC-O-BA|185 cd",null,null,null,null,null,null,null,null,null,null,null,null,null,null,null,null,null,null,null,null,null,null,null,0,null,"Ceiling Strobe Hi Cd WP BA","49VOH-APPLC-O-BA|185 cd",0,8.0000000000000004E-4,0,0.39300000000000002,0,0.8,393]
[4,33,null,{"$f":"REPT(\"   \",A1496-1)&AE1496","v":"         Red Ceiling Strobe with Clear Lens and Fire Lettering"},{"$f":"AF1496","v":"4906-9202|15 cd"},null,null,null,null,null,null,null,null,null,null,null,null,null,null,null,null,null,null,null,null,null,null,null,{"$f":"SUM(G1496:W1496)","v":0},null,"Red Ceiling Strobe with Clear Lens and Fire Lettering","4906-9202|15 cd",0,8.0000000000000004E-4,0,0.06,0,0.8,60]
[4,34,null,"         Red Ceiling Strobe with Clear Lens and Fire Lettering","4906-9202|30 cd",null,null,null,null,null,null,null,null,null,null,null,null,null,null,null,null,null,null,null,null,null,null,null,0,null,"Red Ceiling Strobe with Clear Lens and Fire Lettering","4906-9202|30 cd",0,{"$f":"AL1497/1000","v":8.0000000000000004E-4},0,{"$f":"AM1497/1000","v":9.1999999999999998E-2},0,0.8,92]
[4,35,null,"         Red Ceiling Strobe with Clear Lens and Fire Lettering","4906-9202|75 cd",null,null,null,null,null,null,null,null,null,null,null,null,null,null,null,null,null,null,null,null,null,null,null,0,null,"Red Ceiling Strobe with Clear Lens and Fire Lettering","4906-9202|75 cd",0,8.0000000000000004E-4,0,0.18,0,0.8,180]
[4,36,null,"         Red Ceiling Strobe with Clear Lens and Fire Lettering","4906-9202|110 cd",null,null,null,null,null,null,null,null,null,null,null,null,null,null,null,null,null,null,null,null,null,null,null,0,null,"Red Ceiling Strobe with Clear Lens and Fire Lettering","4906-9202|110 cd",0,8.0000000000000004E-4,0,0.24,0,0.8,240]
[4,37,null,"         White Ceiling Strobe with Clear Lens and Fire Lettering","4906-9204|15 cd",null,null,null,null,null,null,null,null,null,null,null,null,null,null,null,null,null,null,null,null,null,null,null,0,null,"White Ceiling Strobe with Clear Lens and Fire Lettering","4906-9204|15 cd",0,8.0000000000000004E-4,0,0.06,0,0.8,60]
[4,38,null,"         White Ceiling Strobe with Clear Lens and Fire Lettering","4906-9204|30 cd",null,null,null,null,null,null,null,null,null,null,null,null,null,null,null,null,null,null,null,null,null,null,null,0,null,"White Ceiling Strobe with Clear Lens and Fire Lettering","4906-9204|30 cd",0,8.0000000000000004E-4,{"$f":"AG1501*AH1501","v":0},9.1999999999999998E-2,{"$f":"AG1501*AJ1501","v":0},0.8,92]
[4,39,null,"         White Ceiling Strobe with Clear Lens and Fire Lettering","4906-9204|75 cd",null,null,null,null,null,null,null,null,null,null,null,null,null,null,null,null,null,null,null,null,null,null,null,0,null,"White Ceiling Strobe with Clear Lens and Fire Lettering","4906-9204|75 cd",0,8.0000000000000004E-4,0,0.18,0,0.8,180]
[4,40,null,"         White Ceiling Strobe with Clear Lens and Fire Lettering","4906-9204|110 cd",null,null,null,null,null,null,null,null,null,null,null,null,null,null,null,null,null,null,null,null,null,null,null,0,null,"White Ceiling Strobe with Clear Lens and Fire Lettering","4906-9204|110 cd",0,8.0000000000000004E-4,0,0.24,0,0.8,240]
[4,41,null,"         White Ceiling Strobe with Amber Lens and Alert Lettering","4906-9207|15 cd",null,null,null,null,null,null,null,null,null,null,null,null,null,null,null,null,null,null,null,null,null,null,null,0,null,"White Ceiling Strobe with Amber Lens and Alert Lettering","4906-9207|15 cd",0,8.0000000000000004E-4,0,0.06,0,0.8,60]
[4,42,null,"         White Ceiling Strobe with Amber Lens and Alert Lettering","4906-9207|30 cd",null,null,null,null,null,null,null,null,null,null,null,null,null,null,null,null,null,null,null,null,null,null,null,0,null,"White Ceiling Strobe with Amber Lens and Alert Lettering","4906-9207|30 cd",0,8.0000000000000004E-4,0,9.1999999999999998E-2,0,0.8,92]
[4,43,null,"         White Ceiling Strobe with Amber Lens and Alert Lettering","4906-9207|75 cd",null,null,null,null,null,null,null,null,null,null,null,null,null,null,null,null,null,null,null,null,null,null,null,0,null,"White Ceiling Strobe with Amber Lens and Alert Lettering","4906-9207|75 cd",0,8.0000000000000004E-4,0,0.18,0,0.8,180]
[4,44,null,"         White Ceiling Strobe with Amber Lens and Alert Lettering","4906-9207|110 cd",null,null,null,null,null,null,null,null,null,null,null,null,null,null,null,null,null,null,null,null,null,null,null,0,null,"White Ceiling Strobe with Amber Lens and Alert Lettering","4906-9207|110 cd",0,8.0000000000000004E-4,0,0.24,0,0.8,240]
[3,0,"+","      CEILING SPEAKER",0,null,null,null,null,null,null,null,null,null,null,null,null,null,null,null,null,null,null,null,null,null,null,null,0,null,"CEILING SPEAKER",null,0,0,0,0,0]
[4,1,"★","         Ceiling Speaker","49SO-APPLC|IDNAC Load",null,null,null,null,null,null,null,null,null,null,null,null,null,null,null,null,null,null,null,null,null,null,null,0,null,"Ceiling Speaker","49SO-APPLC|IDNAC Load",0,8.0000000000000004E-4,0,8.9999999999999993E-3,0,0.8,9]
[4,2,null,"         Ceiling Speaker Buy America","49SO-APPLC-BA|IDNAC Load",null,null,null,null,null,null,null,null,null,null,null,null,null,null,null,null,null,null,null,null,null,null,null,0,null,"Ceiling Speaker Buy America","49SO-APPLC-BA|IDNAC Load",0,8.0000000000000004E-4,0,8.9999999999999993E-3,0,0.8,9]
[4,3,null,"         Ceiling Speaker HiFi","49HF-APPLC|IDNAC Load",null,null,null,null,null,null,null,null,null,null,null,null,null,null,null,null,null,null,null,null,null,null,null,0,null,"Ceiling Speaker HiFi","49HF-APPLC|IDNAC Load",0,8.0000000000000004E-4,0,8.9999999999999993E-3,0,0.8,9]
[4,4,null,"         Ceiling Speaker HiFi Buy America","49HF-APPLC-BA|IDNAC Load",null,null,null,null,null,null,null,null,null,null,null,null,null,null,null,null,null,null,null,null,null,null,null,0,null,"Ceiling Speaker HiFi Buy America","49HF-APPLC-BA|IDNAC Load",0,8.0000000000000004E-4,0,8.9999999999999993E-3,0,0.8,9]
[4,5,"★","         Ceiling Speaker WP","49SO-APPLC-O|IDNAC Load",null,null,null,null,null,null,null,null,null,null,null,null,null,null,null,null,null,null,null,null,null,null,null,0,null,"Ceiling Speaker WP","49SO-APPLC-O|IDNAC Load",0,8.0000000000000004E-4,0,8.9999999999999993E-3,0,0.8,9]
[4,6,null,"         Ceiling Speaker WP Buy America","49SO-APPLC-O-BA|IDNAC Load",null,null,null,null,null,null,null,null,null,null,null,null,null,null,null,null,null,null,null,null,null,null,null,0,null,"Ceiling Speaker WP Buy America","49SO-APPLC-O-BA|IDNAC Load",0,8.0000000000000004E-4,0,8.9999999999999993E-3,0,0.8,9]
[3,0,"+","      CEILING SPEAKER STROBE XENON",0,null,null,null,null,null,null,null,null,null,null,null,null,null,null,null,null,null,null,null,null,null,null,null,0,null,"CEILING SPEAKER STROBE XENON",null,0,0,0,0,0]
[4,1,"★","         Ceiling Speaker Strobe","49SV-APPLC|15 cd",null,null,null,null,null,null,null,null,null,null,null,null,null,null,null,null,null,null,null,null,null,null,null,0,null,"Ceiling Speaker Strobe","49SV-APPLC|15 cd",0,8.0000000000000004E-4,0,5.8999999999999997E-2,0,0.8,59]
[4,2,"★","         Ceiling Speaker Strobe","49SV-APPLC|30 cd",null,null,null,null,null,null,null,null,null,null,null,null,null,null,null,null,null,null,null,null,null,null,null,0,null,"Ceiling Speaker Strobe","49SV-APPLC|30 cd",0,8.0000000000000004E-4,0,8.2000000000000003E-2,0,0.8,82]
[4,3,"★","         Ceiling Speaker Strobe","49SV-APPLC|75 cd",null,null,null,null,null,null,null,null,null,null,null,null,null,null,null,null,null,null,null,null,null,null,null,0,null,"Ceiling Speaker Strobe","49SV-APPLC|75 cd",0,8.0000000000000004E-4,0,0.14499999999999999,0,0.8,145]
[4,4,"★","         Ceiling Speaker Strobe","49SV-APPLC|110 cd",null,null,null,null,null,null,null,null,null,null,null,null,null,null,null,null,null,null,null,null,null,null,null,{"$f":"SUM(G1519:W1519)","v":0},null,"Ceiling Speaker Strobe","49SV-APPLC|110 cd",0,8.0000000000000004E-4,0,0.193,0,0.8,193]
[4,5,null,"         Ceiling Speaker Strobe Buy America","49SV-APPLC-BA|15 cd",null,null,null,null,null,null,null,null,null,null,null,null,null,null,null,null,null,null,null,null,null,null,null,0,null,"Ceiling Speaker Strobe Buy America","49SV-APPLC-BA|15 cd",0,8.0000000000000004E-4,0,5.8999999999999997E-2,0,0.8,59]
[4,6,null,"         Ceiling Speaker Strobe Buy America","49SV-APPLC-BA|30 cd",null,null,null,null,null,null,null,null,null,null,null,null,null,null,null,null,null,null,null,null,null,null,null,0,null,"Ceiling Speaker Strobe Buy America","49SV-APPLC-BA|30 cd",0,8.0000000000000004E-4,0,8.2000000000000003E-2,0,0.8,82]
[4,7,null,"         Ceiling Speaker Strobe Buy America",{"$f":"AF1522","v":"49SV-APPLC-BA|75 cd"},null,null,null,null,null,null,null,null,null,null,null,null,null,null,null,null,null,null,null,null,null,null,null,0,null,"Ceiling Speaker Strobe Buy America","49SV-APPLC-BA|75 cd",0,8.0000000000000004E-4,0,0.14499999999999999,0,0.8,145]
[4,8,null,"         Ceiling Speaker Strobe Buy America","49SV-APPLC-BA|110 cd",null,null,null,null,null,null,null,null,null,null,null,null,null,null,null,null,null,null,null,null,null,null,null,0,null,"Ceiling Speaker Strobe Buy America","49SV-APPLC-BA|110 cd",0,8.0000000000000004E-4,0,0.193,0,0.8,193]
[4,9,"★","         Ceiling Speaker Strobe Hi Cd","49SVH-APPLC|110 cd",null,null,null,null,null,null,null,null,null,null,null,null,null,null,null,null,null,null,null,null,null,null,null,0,null,"Ceiling Speaker Strobe Hi Cd","49SVH-APPLC|110 cd",0,8.0000000000000004E-4,0,0.25900000000000001,0,0.8,259]
[4,10,"★","         Ceiling Speaker Strobe Hi Cd","49SVH-APPLC|135 cd",null,null,null,null,null,null,null,null,null,null,null,null,null,null,null,null,null,null,null,null,null,null,null,0,null,"Ceiling Speaker Strobe Hi Cd","49SVH-APPLC|135 cd",0,8.0000000000000004E-4,0,0.28100000000000003,0,0.8,281]
[4,11,"★","         Ceiling Speaker Strobe Hi Cd","49SVH-APPLC|185 cd",null,null,null,null,null,null,null,null,null,null,null,null,null,null,null,null,null,null,null,null,null,null,null,0,null,"Ceiling Speaker Strobe Hi Cd","49SVH-APPLC|185 cd",0,8.0000000000000004E-4,0,0.32500000000000001,0,0.8,325]
[4,12,null,"         Ceiling Speaker Strobe Hi Cd Buy America","49SVH-APPLC-BA|110 cd",null,null,null,null,null,null,null,null,null,null,null,null,null,null,null,null,null,null,null,null,null,null,null,0,null,"Ceiling Speaker Strobe Hi Cd Buy America","49SVH-APPLC-BA|110 cd",0,8.0000000000000004E-4,0,0.25900000000000001,0,0.8,259]
[4,13,null,"         Ceiling Speaker Strobe Hi Cd Buy America","49SVH-APPLC-BA|135 cd",null,null,null,null,null,null,null,null,null,null,null,null,null,null,null,null,null,null,null,null,null,null,null,0,null,"Ceiling Speaker Strobe Hi Cd Buy America","49SVH-APPLC-BA|135 cd",0,8.0000000000000004E-4,0,0.28100000000000003,0,0.8,281]
[4,14,null,"         Ceiling Speaker Strobe Hi Cd Buy America","49SVH-APPLC-BA|185 cd",null,null,null,null,null,null,null,null,null,null,null,null,null,null,null,null,null,null,null,null,null,null,null,0,null,"Ceiling Speaker Strobe Hi Cd Buy America","49SVH-APPLC-BA|185 cd",0,8.0000000000000004E-4,0,0.32500000000000001,0,0.8,325]
[4,15,"★","         Ceiling Speaker Strobe Hi Cd WP","49SVH-APPLC-O|110 cd",null,null,null,null,null,null,null,null,null,null,null,null,null,null,null,null,null,null,null,null,null,null,null,0,null,"Ceiling Speaker Strobe Hi Cd WP","49SVH-APPLC-O|110 cd",0,8.0000000000000004E-4,0,0.308,0,0.8,308]
[4,16,"★","         Ceiling Speaker Strobe Hi Cd WP","49SVH-APPLC-O|135 cd",null,null,null,null,null,null,null,null,null,null,null,null,null,null,null,null,null,null,null,null,null,null,null,0,null,"Ceiling Speaker Strobe Hi Cd WP","49SVH-APPLC-O|135 cd",0,8.0000000000000004E-4,0,0.33500000000000002,0,0.8,335]
[4,17,"★","         Ceiling Speaker Strobe Hi Cd WP","49SVH-APPLC-O|185 cd",null,null,null,null,null,null,null,null,null,null,null,null,null,null,null,null,null,null,null,null,null,null,null,0,null,"Ceiling Speaker Strobe Hi Cd WP","49SVH-APPLC-O|185 cd",0,8.0000000000000004E-4,0,0.39800000000000002,0,0.8,398]
[4,18,null,"         Ceiling Speaker Strobe Hi Cd WP BA","49SVH-APPLC-O-BA|110 cd",null,null,null,null,null,null,null,null,null,null,null,null,null,null,null,null,null,null,null,null,null,null,null,0,null,"Ceiling Speaker Strobe Hi Cd WP BA","49SVH-APPLC-O-BA|110 cd",0,8.0000000000000004E-4,0,0.308,0,0.8,308]
[4,19,null,"         Ceiling Speaker Strobe Hi Cd WP BA","49SVH-APPLC-O-BA|135 cd",null,null,null,null,null,null,null,null,null,null,null,null,null,null,null,null,null,null,null,null,null,null,null,0,null,"Ceiling Speaker Strobe Hi Cd WP BA","49SVH-APPLC-O-BA|135 cd",0,8.0000000000000004E-4,0,0.33500000000000002,0,0.8,335]
[4,20,null,"         Ceiling Speaker Strobe Hi Cd WP BA","49SVH-APPLC-O-BA|185 cd",null,null,null,null,null,null,null,null,null,null,null,null,null,null,null,null,null,null,null,null,null,null,null,0,null,"Ceiling Speaker Strobe Hi Cd WP BA","49SVH-APPLC-O-BA|185 cd",0,8.0000000000000004E-4,0,0.39800000000000002,0,0.8,398]
[4,21,null,"         Ceiling Speaker Strobe Hi Cd WP ULC","49SVH-APPLC-CO|110 cd",null,null,null,null,null,null,null,null,null,null,null,null,null,null,null,null,null,null,null,null,null,null,null,0,null,"Ceiling Speaker Strobe Hi Cd WP ULC","49SVH-APPLC-CO|110 cd",0,8.0000000000000004E-4,0,0.308,0,0.8,308]
[4,22,null,"         Ceiling Speaker Strobe Hi Cd WP ULC","49SVH-APPLC-CO|135 cd",null,null,null,null,null,null,null,null,null,null,null,null,null,null,null,null,null,null,null,null,null,null,null,0,null,"Ceiling Speaker Strobe Hi Cd WP ULC","49SVH-APPLC-CO|135 cd",0,8.0000000000000004E-4,0,0.33500000000000002,0,0.8,335]
[4,23,null,{"$f":"REPT(\"   \",A1538-1)&AE1538","v":"         Ceiling Speaker Strobe Hi Cd WP ULC"},"49SVH-APPLC-CO|185 cd",null,null,null,null,null,null,null,null,null,null,null,null,null,null,null,null,null,null,null,null,null,null,null,0,null,"Ceiling Speaker Strobe Hi Cd WP ULC","49SVH-APPLC-CO|185 cd",0,8.0000000000000004E-4,0,0.39800000000000002,0,0.8,398]
[4,24,"★","         Ceiling Speaker Strobe HiFi","49HFV-APPLC|15 cd",null,null,null,null,null,null,null,null,null,null,null,null,null,null,null,null,null,null,null,null,null,null,null,0,null,"Ceiling Speaker Strobe HiFi","49HFV-APPLC|15 cd",0,8.0000000000000004E-4,0,5.8999999999999997E-2,0,0.8,59]
[4,25,"★","         Ceiling Speaker Strobe HiFi","49HFV-APPLC|30 cd",null,null,null,null,null,null,null,null,null,null,null,null,null,null,null,null,null,null,null,null,null,null,null,0,null,"Ceiling Speaker Strobe HiFi","49HFV-APPLC|30 cd",0,8.0000000000000004E-4,0,8.2000000000000003E-2,0,0.8,82]
[4,26,"★","         Ceiling Speaker Strobe HiFi","49HFV-APPLC|75 cd",null,null,null,null,null,null,null,null,null,null,null,null,null,null,null,null,null,null,null,null,null,null,null,0,null,"Ceiling Speaker Strobe HiFi","49HFV-APPLC|75 cd",0,8.0000000000000004E-4,0,0.14499999999999999,0,0.8,145]
[4,{"$f":"IF(OR(C1542=\"+\",C1542=\"-\"),0,B1541+1)","v":27},null,"         Ceiling Speaker Strobe HiFi","49HFV-APPLC|110 cd",null,null,null,null,null,null,null,null,null,null,null,null,null,null,null,null,null,null,null,null,null,null,null,0,null,"Ceiling Speaker Strobe HiFi","49HFV-APPLC|110 cd",0,8.0000000000000004E-4,0,0.193,0,0.8,193]
[4,28,null,"         Ceiling Speaker Strobe HiFi Buy America","49HFV-APPLC-BA|15 cd",null,null,null,null,null,null,null,null,null,null,null,null,null,null,null,null,null,null,null,null,null,null,null,0,null,"Ceiling Speaker Strobe HiFi Buy America","49HFV-APPLC-BA|15 cd",0,8.0000000000000004E-4,0,5.8999999999999997E-2,0,0.8,59]
[4,29,null,"         Ceiling Speaker Strobe HiFi Buy America","49HFV-APPLC-BA|30 cd",null,null,null,null,null,null,null,null,null,null,null,null,null,null,null,null,null,null,null,null,null,null,null,0,null,"Ceiling Speaker Strobe HiFi Buy America","49HFV-APPLC-BA|30 cd",0,8.0000000000000004E-4,0,8.2000000000000003E-2,0,0.8,82]
[4,30,null,"         Ceiling Speaker Strobe HiFi Buy America","49HFV-APPLC-BA|75 cd",null,null,null,null,null,null,null,null,null,null,null,null,null,null,null,null,null,null,null,null,null,null,null,0,null,"Ceiling Speaker Strobe HiFi Buy America","49HFV-APPLC-BA|75 cd",0,8.0000000000000004E-4,0,0.14499999999999999,0,0.8,145]
[4,31,null,"         Ceiling Speaker Strobe HiFi Buy America","49HFV-APPLC-BA|110 cd",null,null,null,null,null,null,null,null,null,null,null,null,null,null,null,null,null,null,null,null,null,null,null,0,null,"Ceiling Speaker Strobe HiFi Buy America","49HFV-APPLC-BA|110 cd",0,8.0000000000000004E-4,0,0.193,0,0.8,193]
[4,32,"★","         Ceiling Speaker Strobe HiFi Hi Cd","49HFVH-APPLC|110 cd",null,null,null,null,null,null,null,null,null,null,null,null,null,null,null,null,null,null,null,null,null,null,null,0,null,"Ceiling Speaker Strobe HiFi Hi Cd","49HFVH-APPLC|110 cd",0,8.0000000000000004E-4,0,0.25900000000000001,0,0.8,259]
[4,33,"★","         Ceiling Speaker Strobe HiFi Hi Cd","49HFVH-APPLC|135 cd",null,null,null,null,null,null,null,null,null,null,null,null,null,null,null,null,null,null,null,null,null,null,null,0,null,"Ceiling Speaker Strobe HiFi Hi Cd","49HFVH-APPLC|135 cd",0,8.0000000000000004E-4,0,0.28100000000000003,0,0.8,281]
[4,34,"★","         Ceiling Speaker Strobe HiFi Hi Cd","49HFVH-APPLC|185 cd",null,null,null,null,null,null,null,null,null,null,null,null,null,null,null,null,null,null,null,null,null,null,null,0,null,"Ceiling Speaker Strobe HiFi Hi Cd","49HFVH-APPLC|185 cd",0,8.0000000000000004E-4,0,0.32500000000000001,0,0.8,325]
[4,35,null,"         Ceiling Speaker Strobe HiFi HiCd Amber BA","49HFVH-APLCA-BA|110 cd",null,null,null,null,null,null,null,null,null,null,null,null,null,null,null,null,null,null,null,null,null,null,null,0,null,"Ceiling Speaker Strobe HiFi HiCd Amber BA","49HFVH-APLCA-BA|110 cd",0,8.0000000000000004E-4,0,0.25900000000000001,0,0.8,259]
[4,36,null,"         Ceiling Speaker Strobe HiFi HiCd Amber BA","49HFVH-APLCA-BA|135 cd",null,null,null,null,null,null,null,null,null,null,null,null,null,null,null,null,null,null,null,null,null,null,null,0,null,"Ceiling Speaker Strobe HiFi HiCd Amber BA","49HFVH-APLCA-BA|135 cd",0,8.0000000000000004E-4,0,0.28100000000000003,0,0.8,281]
[4,37,null,"         Ceiling Speaker Strobe HiFi HiCd Amber BA","49HFVH-APLCA-BA|185 cd",null,null,null,null,null,null,null,null,null,null,null,null,null,null,null,null,null,null,null,null,null,null,null,0,null,"Ceiling Speaker Strobe HiFi HiCd Amber BA","49HFVH-APLCA-BA|185 cd",0,8.0000000000000004E-4,0,0.32500000000000001,0,0.8,325]
[4,38,null,"         Ceiling Speaker Strobe HiFi Hi Cd Blue BA","49HFVH-APLCB-BA|110 cd",null,null,null,null,null,null,null,null,null,null,null,null,null,null,null,null,null,null,null,null,null,null,null,0,null,"Ceiling Speaker Strobe HiFi Hi Cd Blue BA","49HFVH-APLCB-BA|110 cd",0,8.0000000000000004E-4,0,0.25900000000000001,0,0.8,259]
[4,39,null,"         Ceiling Speaker Strobe HiFi Hi Cd Blue BA","49HFVH-APLCB-BA|135 cd",null,null,null,null,null,null,null,null,null,null,null,null,null,null,null,null,null,null,null,null,null,null,null,0,null,"Ceiling Speaker Strobe HiFi Hi Cd Blue BA","49HFVH-APLCB-BA|135 cd",0,8.0000000000000004E-4,0,0.28100000000000003,0,0.8,281]
[4,40,null,"         Ceiling Speaker Strobe HiFi Hi Cd Blue BA","49HFVH-APLCB-BA|185 cd",null,null,null,null,null,null,null,null,null,null,null,null,null,null,null,null,null,null,null,null,null,null,null,0,null,"Ceiling Speaker Strobe HiFi Hi Cd Blue BA","49HFVH-APLCB-BA|185 cd",0,8.0000000000000004E-4,0,0.32500000000000001,0,0.8,325]
[4,41,null,"         Ceiling Speaker Strobe HiFi Hi Cd BA","49HFVH-APPLC-BA|110 cd",null,null,null,null,null,null,null,null,null,null,null,null,null,null,null,null,null,null,null,null,null,null,null,0,null,"Ceiling Speaker Strobe HiFi Hi Cd BA","49HFVH-APPLC-BA|110 cd",0,8.0000000000000004E-4,0,0.25900000000000001,0,0.8,259]
[4,42,null,"         Ceiling Speaker Strobe HiFi Hi Cd BA","49HFVH-APPLC-BA|135 cd",null,null,null,null,null,null,null,null,null,null,null,null,null,null,null,null,null,null,null,null,null,null,null,0,null,"Ceiling Speaker Strobe HiFi Hi Cd BA","49HFVH-APPLC-BA|135 cd",0,8.0000000000000004E-4,0,0.28100000000000003,0,0.8,281]
[4,43,null,"         Ceiling Speaker Strobe HiFi Hi Cd BA","49HFVH-APPLC-BA|185 cd",null,null,null,null,null,null,null,null,null,null,null,null,null,null,null,null,null,null,null,null,null,null,null,0,null,"Ceiling Speaker Strobe HiFi Hi Cd BA","49HFVH-APPLC-BA|185 cd",0,8.0000000000000004E-4,0,0.32500000000000001,0,0.8,325]
[3,0,"+","      CEILING CONVENTIONAL SPEAKER STROBE XENON",0,null,null,null,null,null,null,null,null,null,null,null,null,null,null,null,null,null,null,null,null,null,null,null,0,null,"CEILING CONVENTIONAL SPEAKER STROBE XENON",null,0,0,0,0,0]
[4,1,null,"         White Ceiling Conv Speaker Strobe","4906-9254|15 cd",null,null,null,null,null,null,null,null,null,null,null,null,null,null,null,null,null,null,null,null,null,null,null,0,null,"White Ceiling Conv Speaker Strobe","4906-9254|15 cd",0,{"$f":"AL1560/1000","v":8.0000000000000004E-4},0,{"$f":"AM1560/1000","v":0.06},0,0.8,60]
[4,2,null,"         White Ceiling Conv Speaker Strobe","4906-9254|30 cd",null,null,null,null,null,null,null,null,null,null,null,null,null,null,null,null,null,null,null,null,null,null,null,0,null,"White Ceiling Conv Speaker Strobe","4906-9254|30 cd",0,8.0000000000000004E-4,0,9.1999999999999998E-2,0,0.8,92]
[4,3,null,"         White Ceiling Conv Speaker Strobe","4906-9254|75 cd",null,null,null,null,null,null,null,null,null,null,null,null,null,null,null,null,null,null,null,null,null,null,null,0,null,"White Ceiling Conv Speaker Strobe","4906-9254|75 cd",0,8.0000000000000004E-4,0,0.18,0,0.8,180]
[4,4,null,"         White Ceiling Conv Speaker Strobe","4906-9254|110 cd",null,null,null,null,null,null,null,null,null,null,null,null,null,null,null,null,null,null,null,null,null,null,null,0,null,"White Ceiling Conv Speaker Strobe","4906-9254|110 cd",0,8.0000000000000004E-4,0,0.24,0,0.8,240]
[2,0,"+","   ADDRESSABLE NOTIFICATION MODULES",0,null,null,null,null,null,null,null,null,null,null,null,null,null,null,null,null,null,null,null,null,null,null,null,0,null,"ADDRESSABLE NOTIFICATION MODULES",null,0,0,{"$f":"AG1564*AH1564","v":0},0,{"$f":"AG1564*AJ1564","v":0}]
[3,1,null,"      Isolator","4905-9929",null,null,null,null,null,null,null,null,null,null,null,null,null,null,null,null,null,null,null,null,null,null,null,0,null,"Isolator","4905-9929",0,3.2000000000000002E-3,0,0.01,0,3.2,10]
[3,2,null,"      Adapter Module - Special Applications","4905-9816|300mA",null,null,null,null,null,null,null,null,null,null,null,null,null,null,null,null,null,null,null,null,null,null,null,0,null,"Adapter Module - Special Applications","4905-9816|300mA",0,8.0000000000000004E-4,0,0.3,0,0.8,300]
[3,3,null,"      Adapter Module - Special Applications","4905-9816|250mA",null,null,null,null,null,null,null,null,null,null,null,null,null,null,null,null,null,null,null,null,null,null,null,0,null,"Adapter Module - Special Applications","4905-9816|250mA",0,8.0000000000000004E-4,0,0.25,0,0.8,250]
[3,4,null,"      Adapter Module - Special Applications","4905-9816|200mA",null,null,null,null,null,null,null,null,null,null,null,null,null,null,null,null,null,null,null,null,null,null,null,0,null,"Adapter Module - Special Applications","4905-9816|200mA",0,8.0000000000000004E-4,0,0.2,0,0.8,200]
[3,5,null,"      Adapter Module - Special Applications","4905-9816|150mA",null,null,null,null,null,null,null,null,null,null,null,null,null,null,null,null,null,null,null,null,null,null,null,0,null,"Adapter Module - Special Applications","4905-9816|150mA",0,8.0000000000000004E-4,0,0.15,0,0.8,150]
[3,6,null,"      Adapter Module - Special Applications","4905-9816|100mA",null,null,null,null,null,null,null,null,null,null,null,null,null,null,null,null,null,null,null,null,null,null,null,0,null,"Adapter Module - Special Applications","4905-9816|100mA",0,8.0000000000000004E-4,0,0.1,0,0.8,100]
[3,7,null,"      Adapter Module - Special Applications","4905-9816|50mA",null,null,null,null,null,null,null,null,null,null,null,null,null,null,null,null,null,null,null,null,null,null,null,0,null,"Adapter Module - Special Applications","4905-9816|50mA",0,8.0000000000000004E-4,0,0.05,0,0.8,50]
[3,8,null,"      Adapter Module - Regulated 24V","4905-9816|210mA",null,null,null,null,null,null,null,null,null,null,null,null,null,null,null,null,null,null,null,null,null,null,null,0,null,"Adapter Module - Regulated 24V","4905-9816|210mA",0,8.0000000000000004E-4,0,0.21,0,0.8,210]
[3,9,null,"      Adapter Module - Regulated 24V","4905-9816|200mA",null,null,null,null,null,null,null,null,null,null,null,null,null,null,null,null,null,null,null,null,null,null,null,0,null,"Adapter Module - Regulated 24V","4905-9816|200mA",0,8.0000000000000004E-4,0,0.2,0,0.8,200]
[3,10,null,"      Adapter Module - Regulated 24V","4905-9816|150mA",null,null,null,null,null,null,null,null,null,null,null,null,null,null,null,null,null,null,null,null,null,null,null,0,null,"Adapter Module - Regulated 24V","4905-9816|150mA",0,8.0000000000000004E-4,0,0.15,0,0.8,150]
[3,11,null,"      Adapter Module - Regulated 24V","4905-9816|100mA",null,null,null,null,null,null,null,null,null,null,null,null,null,null,null,null,null,null,null,null,null,null,null,0,null,"Adapter Module - Regulated 24V","4905-9816|100mA",0,8.0000000000000004E-4,0,0.1,0,0.8,100]
[3,12,null,"      Adapter Module - Regulated 24V","4905-9816|50mA",null,null,null,null,null,null,null,null,null,null,null,null,null,null,null,null,null,null,null,null,null,null,null,0,null,"Adapter Module - Regulated 24V","4905-9816|50mA",0,8.0000000000000004E-4,0,0.05,0,0.8,50]
[1,0,"+","CONVENTIONAL NOTIFICATION",0,null,null,null,null,null,null,null,null,null,null,null,null,null,null,null,null,null,null,null,null,null,null,null,0,{"$f":"IF(SUM(AG1577:AG1733)>0,\"h\",\"\")","v":""},"CONVENTIONAL NOTIFICATION",null,0,"header","header","header","header"]
[2,0,"+","   Wall Horn","Wall Horn",null,null,null,null,null,null,null,null,null,null,null,null,null,null,null,null,null,null,null,null,null,null,null,0,null,"Wall Horn","Wall Horn",0,0,{"$f":"AG1578*AH1578","v":0},2.7E-2,{"$f":"AG1578*AJ1578","v":0},null,27]
[3,1,null,"      Red Wall Mounted Horn with White FIRE Lettering","4901-9820|Horn",null,null,null,null,null,null,null,null,null,null,null,null,null,null,null,null,null,null,null,null,null,null,null,0,null,"Red Wall Mounted Horn with White FIRE Lettering","4901-9820|Horn",0,0,0,2.7E-2,0,null,27]
[3,2,null,"      White Wall Mounted Horn red with additonal White Cover","4901-9820|Horn",null,null,null,null,null,null,null,null,null,null,null,null,null,null,null,null,null,null,null,null,null,null,null,0,null,"White Wall Mounted Horn red with additonal White Cover","4901-9820|Horn",0,0,0,0,0]
[2,0,"+","   Wall Horn Strobes",0,null,null,null,null,null,null,null,null,null,null,null,null,null,null,null,null,null,null,null,null,null,null,null,0,null,"Wall Horn Strobes",null,0,0,0,0,0]
[3,1,null,"      15 cd Red Wall Horn Strobe FIRE Lettering","4906-9127|15 cd",null,null,null,null,null,null,null,null,null,null,null,null,null,null,null,null,null,null,null,null,null,null,null,0,null,"15 cd Red Wall Horn Strobe FIRE Lettering","4906-9127|15 cd",0,0,0,7.4999999999999997E-2,0,null,75]
[3,2,null,"      30 cd Red Wall Horn Strobe FIRE Lettering","4906-9127|30 cd",null,null,null,null,null,null,null,null,null,null,null,null,null,null,null,null,null,null,null,null,null,null,null,{"$f":"SUM(G1583:W1583)","v":0},null,"30 cd Red Wall Horn Strobe FIRE Lettering","4906-9127|30 cd",0,0,0,0.11600000000000001,0,null,116]
[3,3,null,"      75 cd Red Wall Horn Strobe FIRE Lettering","4906-9127|75 cd",null,null,null,null,null,null,null,null,null,null,null,null,null,null,null,null,null,null,null,null,null,null,null,0,null,"75 cd Red Wall Horn Strobe FIRE Lettering","4906-9127|75 cd",0,0,0,0.221,0,null,221]
[3,4,null,"      110 cd Red Wall Horn Strobe FIRE Lettering","4906-9127|110 cd",null,null,null,null,null,null,null,null,null,null,null,null,null,null,null,null,null,null,null,null,null,null,null,0,null,"110 cd Red Wall Horn Strobe FIRE Lettering","4906-9127|110 cd",0,0,0,0.28499999999999998,0,null,285]
[3,5,null,"      135 cd Red Wall Horn Strobe FIRE Lettering",{"$f":"AF1586","v":"4906-9139|135 cd"},null,null,null,null,null,null,null,null,null,null,null,null,null,null,null,null,null,null,null,null,null,null,null,0,null,"135 cd Red Wall Horn Strobe FIRE Lettering","4906-9139|135 cd",0,0,0,0.33300000000000002,0,null,333]
[3,6,null,"      177 cd Red Wall Horn Strobe FIRE Lettering","4906-9139|177 cd",null,null,null,null,null,null,null,null,null,null,null,null,null,null,null,null,null,null,null,null,null,null,null,0,null,"177 cd Red Wall Horn Strobe FIRE Lettering","4906-9139|177 cd",0,0,0,0.41799999999999998,0,null,418]
[3,7,null,"      185 cd Red Wall Horn Strobe FIRE Lettering","4906-9139|185 cd",null,null,null,null,null,null,null,null,null,null,null,null,null,null,null,null,null,null,null,null,null,null,null,0,null,"185 cd Red Wall Horn Strobe FIRE Lettering","4906-9139|185 cd",0,0,0,0.433,0,null,433]
[3,8,null,"      15 cd White Wall Horn Strobe FIRE Lettering","4906-9129|15 cd",null,null,null,null,null,null,null,null,null,null,null,null,null,null,null,null,null,null,null,null,null,null,null,0,null,"15 cd White Wall Horn Strobe FIRE Lettering","4906-9129|15 cd",0,0,0,7.4999999999999997E-2,0,null,75]
[3,9,null,"      30 cd White Wall Horn Strobe FIRE Lettering","4906-9129|30 cd",null,null,null,null,null,null,null,null,null,null,null,null,null,null,null,null,null,null,null,null,null,null,null,0,null,"30 cd White Wall Horn Strobe FIRE Lettering","4906-9129|30 cd",0,0,0,0.11600000000000001,0,null,116]
[3,10,null,"      75 cd White Wall Horn Strobe FIRE Lettering","4906-9129|75 cd",null,null,null,null,null,null,null,null,null,null,null,null,null,null,null,null,null,null,null,null,null,null,null,0,null,"75 cd White Wall Horn Strobe FIRE Lettering","4906-9129|75 cd",0,0,0,0.221,0,null,221]
[3,11,null,"      110 cd White Wall Horn Strobe FIRE Lettering","4906-9129|110 cd",null,null,null,null,null,null,null,null,null,null,null,null,null,null,null,null,null,null,null,null,null,null,null,0,null,"110 cd White Wall Horn Strobe FIRE Lettering","4906-9129|110 cd",0,0,0,0.28499999999999998,0,null,285]
[3,12,null,"      135 cd White Wall Horn Strobe FIRE Lettering","4906-9141|135 cd",null,null,null,null,null,null,null,null,null,null,null,null,null,null,null,null,null,null,null,null,null,null,null,0,null,"135 cd White Wall Horn Strobe FIRE Lettering","4906-9141|135 cd",0,0,0,0.33300000000000002,0,null,333]
[3,13,null,"      177 cd White Wall Horn Strobe FIRE Lettering","4906-9141|177 cd",null,null,null,null,null,null,null,null,null,null,null,null,null,null,null,null,null,null,null,null,null,null,null,0,null,"177 cd White Wall Horn Strobe FIRE Lettering","4906-9141|177 cd",0,0,0,0.41799999999999998,0,null,418]
[3,14,null,"      185 cd White Wall Horn Strobe FIRE Lettering","4906-9141|185 cd",null,null,null,null,null,null,null,null,null,null,null,null,null,null,null,null,null,null,null,null,null,null,null,0,null,"185 cd White Wall Horn Strobe FIRE Lettering","4906-9141|185 cd",0,0,0,0.433,0,null,433]
[2,0,"+","   Ceiling Horn Strobes",0,null,null,null,null,null,null,null,null,null,null,null,null,null,null,null,null,null,null,null,null,null,null,null,0,null,"Ceiling Horn Strobes",null,0,0,0,0,0]
[3,1,null,"      15 cd Red Ceiling Horn Strobe FIRE Lettering","4906-9128|15 cd",null,null,null,null,null,null,null,null,null,null,null,null,null,null,null,null,null,null,null,null,null,null,null,0,null,"15 cd Red Ceiling Horn Strobe FIRE Lettering","4906-9128|15 cd",0,0,0,8.5999999999999993E-2,0,null,86]
[3,2,null,"      30 cd Red Ceiling Horn Strobe FIRE Lettering","4906-9128|30 cd",null,null,null,null,null,null,null,null,null,null,null,null,null,null,null,null,null,null,null,null,null,null,null,0,null,"30 cd Red Ceiling Horn Strobe FIRE Lettering","4906-9128|30 cd",0,0,0,0.13200000000000001,0,null,132]
[3,3,null,"      75 cd Red Ceiling Horn Strobe FIRE Lettering","4906-9128|75 cd",null,null,null,null,null,null,null,null,null,null,null,null,null,null,null,null,null,null,null,null,null,null,null,0,null,"75 cd Red Ceiling Horn Strobe FIRE Lettering","4906-9128|75 cd",0,0,0,0.25,0,null,250]
[3,4,null,"      110 cd Red Ceiling Horn Strobe FIRE Lettering","4906-9128|110 cd",null,null,null,null,null,null,null,null,null,null,null,null,null,null,null,null,null,null,null,null,null,null,null,0,null,"110 cd Red Ceiling Horn Strobe FIRE Lettering","4906-9128|110 cd",0,0,0,0.32,0,null,320]
[3,5,null,"      135 cd Red Ceiling Horn Strobe FIRE Lettering","4906-9140|135 cd",null,null,null,null,null,null,null,null,null,null,null,null,null,null,null,null,null,null,null,null,null,null,null,0,null,"135 cd Red Ceiling Horn Strobe FIRE Lettering","4906-9140|135 cd",0,0,0,0.38900000000000001,0,null,389]
[3,6,null,{"$f":"REPT(\"   \",A1602-1)&AE1602","v":"      177 cd Red Ceiling Horn Strobe FIRE Lettering"},"4906-9140|177 cd",null,null,null,null,null,null,null,null,null,null,null,null,null,null,null,null,null,null,null,null,null,null,null,0,null,"177 cd Red Ceiling Horn Strobe FIRE Lettering","4906-9140|177 cd",0,0,0,0.45600000000000002,0,null,456]
[3,7,null,"      185 cd Red Ceiling Horn Strobe FIRE Lettering","4906-9140|185 cd",null,null,null,null,null,null,null,null,null,null,null,null,null,null,null,null,null,null,null,null,null,null,null,0,null,"185 cd Red Ceiling Horn Strobe FIRE Lettering","4906-9140|185 cd",0,0,0,0.46300000000000002,0,null,463]
[3,8,null,"      15 cd White Ceiling Horn Strobe FIRE Lettering","4906-9130|15 cd",null,null,null,null,null,null,null,null,null,null,null,null,null,null,null,null,null,null,null,null,null,null,null,0,null,"15 cd White Ceiling Horn Strobe FIRE Lettering","4906-9130|15 cd",0,0,0,8.5999999999999993E-2,0,null,86]
[3,9,null,"      30 cd White Ceiling Horn Strobe FIRE Lettering","4906-9130|30 cd",null,null,null,null,null,null,null,null,null,null,null,null,null,null,null,null,null,null,null,null,null,null,null,0,null,"30 cd White Ceiling Horn Strobe FIRE Lettering","4906-9130|30 cd",0,0,0,0.13200000000000001,0,null,132]
[3,{"$f":"IF(OR(C1606=\"+\",C1606=\"-\"),0,B1605+1)","v":10},null,"      75 cd White Ceiling Horn Strobe FIRE Lettering","4906-9130|75 cd",null,null,null,null,null,null,null,null,null,null,null,null,null,null,null,null,null,null,null,null,null,null,null,0,null,"75 cd White Ceiling Horn Strobe FIRE Lettering","4906-9130|75 cd",0,0,0,0.25,0,null,250]
[3,11,null,"      110 cd White Ceiling Horn Strobe FIRE Lettering","4906-9130|110 cd",null,null,null,null,null,null,null,null,null,null,null,null,null,null,null,null,null,null,null,null,null,null,null,0,null,"110 cd White Ceiling Horn Strobe FIRE Lettering","4906-9130|110 cd",0,0,0,0.32,0,null,320]
[3,12,null,"      135 cd White Ceiling Horn Strobe FIRE Lettering","4906-9142|135 cd",null,null,null,null,null,null,null,null,null,null,null,null,null,null,null,null,null,null,null,null,null,null,null,0,null,"135 cd White Ceiling Horn Strobe FIRE Lettering","4906-9142|135 cd",0,0,0,0.38900000000000001,0,null,389]
[3,13,null,"      177 cd White Ceiling Horn Strobe FIRE Lettering","4906-9142|177 cd",null,null,null,null,null,null,null,null,null,null,null,null,null,null,null,null,null,null,null,null,null,null,null,0,null,"177 cd White Ceiling Horn Strobe FIRE Lettering","4906-9142|177 cd",0,0,0,0.45600000000000002,0,null,456]
[3,14,null,"      185 cd White Ceiling Horn Strobe FIRE Lettering","4906-9142|185 cd",null,null,null,null,null,null,null,null,null,null,null,null,null,null,null,null,null,null,null,null,null,null,null,0,null,"185 cd White Ceiling Horn Strobe FIRE Lettering","4906-9142|185 cd",0,0,0,0.46300000000000002,0,null,463]
[2,0,"+","   Wall Strobes",0,null,null,null,null,null,null,null,null,null,null,null,null,null,null,null,null,null,null,null,null,null,null,null,0,null,"Wall Strobes",null,0,0,0,0,0]
[3,1,null,"      15 cd Red Wall Strobe FIRE Lettering","4906-9101|15 cd",null,null,null,null,null,null,null,null,null,null,null,null,null,null,null,null,null,null,null,null,null,null,null,0,null,"15 cd Red Wall Strobe FIRE Lettering","4906-9101|15 cd",0,0,0,0.06,0,null,60]
[3,2,null,"      30 cd Red Wall Strobe FIRE Lettering","4906-9101|30 cd",null,null,null,null,null,null,null,null,null,null,null,null,null,null,null,null,null,null,null,null,null,null,null,0,null,"30 cd Red Wall Strobe FIRE Lettering","4906-9101|30 cd",0,0,0,9.4E-2,0,null,94]
[3,3,null,"      75 cd Red Wall Strobe FIRE Lettering","4906-9101|75 cd",null,null,null,null,null,null,null,null,null,null,null,null,null,null,null,null,null,null,null,null,null,null,null,0,null,"75 cd Red Wall Strobe FIRE Lettering","4906-9101|75 cd",0,0,0,0.186,0,null,186]
[3,4,null,"      110 cd Red Wall Strobe FIRE Lettering","4906-9101|110 cd",null,null,null,null,null,null,null,null,null,null,null,null,null,null,null,null,null,null,null,null,null,null,null,0,null,"110 cd Red Wall Strobe FIRE Lettering","4906-9101|110 cd",0,0,0,0.252,0,null,252]
[3,5,null,"      135 cd Red Wall Strobe FIRE Lettering","4906-9109|135 cd",null,null,null,null,null,null,null,null,null,null,null,null,null,null,null,null,null,null,null,null,null,null,null,0,null,"135 cd Red Wall Strobe FIRE Lettering","4906-9109|135 cd",0,0,0,0.314,0,null,314]
[3,6,null,"      177 cd Red Wall Strobe FIRE Lettering","4906-9109|177 cd",null,null,null,null,null,null,null,null,null,null,null,null,null,null,null,null,null,null,null,null,null,null,null,0,null,"177 cd Red Wall Strobe FIRE Lettering","4906-9109|177 cd",0,0,0,0.39,0,null,390]
[3,7,null,"      185 cd Red Wall Strobe FIRE Lettering","4906-9109|185 cd",null,null,null,null,null,null,null,null,null,null,null,null,null,null,null,null,null,null,null,null,null,null,null,0,null,"185 cd Red Wall Strobe FIRE Lettering","4906-9109|185 cd",0,0,0,0.40899999999999997,0,null,409]
[3,8,null,"      15 cd White Wall Strobe FIRE Lettering","4906-9103|15 cd",null,null,null,null,null,null,null,null,null,null,null,null,null,null,null,null,null,null,null,null,null,null,null,0,null,"15 cd White Wall Strobe FIRE Lettering","4906-9103|15 cd",0,0,0,0.06,0,null,60]
[3,9,null,"      30 cd White Wall Strobe FIRE Lettering","4906-9103|30 cd",null,null,null,null,null,null,null,null,null,null,null,null,null,null,null,null,null,null,null,null,null,null,null,0,null,"30 cd White Wall Strobe FIRE Lettering","4906-9103|30 cd",0,0,0,9.4E-2,0,null,94]
[3,10,null,"      75 cd White Wall Strobe FIRE Lettering","4906-9103|75 cd",null,null,null,null,null,null,null,null,null,null,null,null,null,null,null,null,null,null,null,null,null,null,null,0,null,"75 cd White Wall Strobe FIRE Lettering","4906-9103|75 cd",0,0,0,0.186,0,null,186]
[3,11,null,"      110 cd White Wall Strobe FIRE Lettering","4906-9103|110 cd",null,null,null,null,null,null,null,null,null,null,null,null,null,null,null,null,null,null,null,null,null,null,null,0,null,"110 cd White Wall Strobe FIRE Lettering","4906-9103|110 cd",0,0,0,0.252,0,null,252]
[3,12,null,"      135 cd White Wall Strobe FIRE Lettering","4906-9111|135 cd",null,null,null,null,null,null,null,null,null,null,null,null,null,null,null,null,null,null,null,null,null,null,null,0,null,"135 cd White Wall Strobe FIRE Lettering","4906-9111|135 cd",0,0,0,0.314,0,null,314]
[3,13,null,"      177 cd White Wall Strobe FIRE Lettering","4906-9111|177 cd",null,null,null,null,null,null,null,null,null,null,null,null,null,null,null,null,null,null,null,null,null,null,null,0,null,"177 cd White Wall Strobe FIRE Lettering","4906-9111|177 cd",0,{"$f":"AL1624/1000","v":0},0,{"$f":"AM1624/1000","v":0.39},0,null,390]
[3,14,null,"      185 cd White Wall Strobe FIRE Lettering","4906-9111|185 cd",null,null,null,null,null,null,null,null,null,null,null,null,null,null,null,null,null,null,null,null,null,null,null,0,null,"185 cd White Wall Strobe FIRE Lettering","4906-9111|185 cd",0,0,0,0.40899999999999997,0,null,409]
[2,0,"+","   Ceiling Strobes",0,null,null,null,null,null,null,null,null,null,null,null,null,null,null,null,null,null,null,null,null,null,null,null,0,null,"Ceiling Strobes",null,0,0,0,0,0]
[3,1,null,"      15 cd Red Ceiling Strobe FIRE Lettering","4906-9102|15 cd",null,null,null,null,null,null,null,null,null,null,null,null,null,null,null,null,null,null,null,null,null,null,null,0,null,"15 cd Red Ceiling Strobe FIRE Lettering","4906-9102|15 cd",0,0,0,7.4999999999999997E-2,0,null,75]
[3,2,null,"      30 cd Red Ceiling Strobe FIRE Lettering","4906-9102|30 cd",null,null,null,null,null,null,null,null,null,null,null,null,null,null,null,null,null,null,null,null,null,null,null,0,null,"30 cd Red Ceiling Strobe FIRE Lettering","4906-9102|30 cd",0,0,0,0.125,0,null,125]
[3,3,null,"      75 cd Red Ceiling Strobe FIRE Lettering","4906-9102|75 cd",null,null,null,null,null,null,null,null,null,null,null,null,null,null,null,null,null,null,null,null,null,null,null,0,null,"75 cd Red Ceiling Strobe FIRE Lettering","4906-9102|75 cd",0,0,0,0.23300000000000001,0,null,233]
[3,4,null,"      110 Red Ceiling Strobe FIRE Lettering","4906-9102|110 cd",null,null,null,null,null,null,null,null,null,null,null,null,null,null,null,null,null,null,null,null,null,null,null,0,null,"110 Red Ceiling Strobe FIRE Lettering","4906-9102|110 cd",0,0,0,0.316,0,null,316]
[3,5,null,"      135 cd Red Ceiling Strobe FIRE Lettering","4906-9110|135 cd",null,null,null,null,null,null,null,null,null,null,null,null,null,null,null,null,null,null,null,null,null,null,null,0,null,"135 cd Red Ceiling Strobe FIRE Lettering","4906-9110|135 cd",0,0,0,0.35599999999999998,0,null,356]
[3,6,null,"      177 cd Red Ceiling Strobe FIRE Lettering","4906-9110|177 cd",null,null,null,null,null,null,null,null,null,null,null,null,null,null,null,null,null,null,null,null,null,null,null,0,null,"177 cd Red Ceiling Strobe FIRE Lettering","4906-9110|177 cd",0,0,0,0.43099999999999999,0,null,431]
[3,7,null,"      185 cd Red Ceiling Strobe FIRE Lettering","4906-9110|185 cd",null,null,null,null,null,null,null,null,null,null,null,null,null,null,null,null,null,null,null,null,null,null,null,0,null,"185 cd Red Ceiling Strobe FIRE Lettering","4906-9110|185 cd",0,0,0,0.44700000000000001,0,null,447]
[3,8,null,"      15 cd White Ceiling Strobe FIRE Lettering","4906-9104|15 cd",null,null,null,null,null,null,null,null,null,null,null,null,null,null,null,null,null,null,null,null,null,null,null,0,null,"15 cd White Ceiling Strobe FIRE Lettering","4906-9104|15 cd",0,0,0,7.4999999999999997E-2,0,null,75]
[3,9,null,"      30 cd White Ceiling Strobe FIRE Lettering","4906-9104|30 cd",null,null,null,null,null,null,null,null,null,null,null,null,null,null,null,null,null,null,null,null,null,null,null,0,null,"30 cd White Ceiling Strobe FIRE Lettering","4906-9104|30 cd",0,0,0,0.125,0,null,125]
[3,10,null,"      75 cd White Ceiling Strobe FIRE Lettering","4906-9104|75 cd",null,null,null,null,null,null,null,null,null,null,null,null,null,null,null,null,null,null,null,null,null,null,null,0,null,"75 cd White Ceiling Strobe FIRE Lettering","4906-9104|75 cd",0,0,0,0.23300000000000001,0,null,233]
[3,11,null,"      110 cd White Ceiling Strobe FIRE Lettering","4906-9104|110 cd",null,null,null,null,null,null,null,null,null,null,null,null,null,null,null,null,null,null,null,null,null,null,null,0,null,"110 cd White Ceiling Strobe FIRE Lettering","4906-9104|110 cd",0,0,0,0.316,0,null,316]
[3,12,null,"      135 cd White Ceiling Strobe FIRE Lettering","4906-9112|135 cd",null,null,null,null,null,null,null,null,null,null,null,null,null,null,null,null,null,null,null,null,null,null,null,0,null,"135 cd White Ceiling Strobe FIRE Lettering","4906-9112|135 cd",0,0,0,0.35599999999999998,0,null,356]
[3,13,null,"      177 cd White Ceiling Strobe FIRE Lettering","4906-9112|177 cd",null,null,null,null,null,null,null,null,null,null,null,null,null,null,null,null,null,null,null,null,null,null,null,0,null,"177 cd White Ceiling Strobe FIRE Lettering","4906-9112|177 cd",0,0,0,0.43099999999999999,0,null,431]
[3,14,null,"      185 cd White Ceiling Strobe FIRE Lettering","4906-9112|185 cd",null,null,null,null,null,null,null,null,null,null,null,null,null,null,null,null,null,null,null,null,null,null,null,0,null,"185 cd White Ceiling Strobe FIRE Lettering","4906-9112|185 cd",0,0,0,0.44700000000000001,0,null,447]
[2,0,"+","   Wall 520Hz Horn",0,null,null,null,null,null,null,null,null,null,null,null,null,null,null,null,null,null,null,null,null,null,null,null,0,null,"Wall 520Hz Horn",null,0,0,0,0,0]
[3,1,null,"      Red Wall 520Hz Horn","49CMT-APPLW|520Hz High",null,null,null,null,null,null,null,null,null,null,null,null,null,null,null,null,null,null,null,null,null,null,null,0,null,"Red Wall 520Hz Horn","49CMT-APPLW|520Hz High",0,0,{"$f":"AG1642*AH1642","v":0},0.13900000000000001,{"$f":"AG1642*AJ1642","v":0},null,139]
[3,2,null,"      White Wall 520Hz Horn","49CMT-APPLW|520Hz High",null,null,null,null,null,null,null,null,null,null,null,null,null,null,null,null,null,null,null,null,null,null,null,0,null,"White Wall 520Hz Horn","49CMT-APPLW|520Hz High",0,0,0,0.13900000000000001,0,null,139]
[3,3,null,{"$f":"REPT(\"   \",A1644-1)&AE1644","v":"      Red Wall 520Hz Horn"},{"$f":"AF1644","v":"49CMT-APPLW|520Hz Low"},null,null,null,null,null,null,null,null,null,null,null,null,null,null,null,null,null,null,null,null,null,null,null,{"$f":"SUM(G1644:W1644)","v":0},null,"Red Wall 520Hz Horn","49CMT-APPLW|520Hz Low",0,{"$f":"AL1644/1000","v":0},{"$f":"AG1644*AH1644","v":0},{"$f":"AM1644/1000","v":7.0000000000000007E-2},{"$f":"AG1644*AJ1644","v":0},null,70]
[3,4,null,"      White Wall 520Hz Horn","49CMT-APPLW|520Hz Low",null,null,null,null,null,null,null,null,null,null,null,null,null,null,null,null,null,null,null,null,null,null,null,0,null,"White Wall 520Hz Horn","49CMT-APPLW|520Hz Low",0,0,0,7.0000000000000007E-2,0,null,70]
[2,0,"+","   Wall 520Hz Horn Strobe",0,null,null,null,null,null,null,null,null,null,null,null,null,null,null,null,null,null,null,null,null,null,null,null,0,null,"Wall 520Hz Horn Strobe",null,0,0,0,0,0]
[3,1,null,"      15 cd Wall 520Hz Horn Strobe FIRE","49CMTV-APPLW|15 cd High",null,null,null,null,null,null,null,null,null,null,null,null,null,null,null,null,null,null,null,null,null,null,null,0,null,"15 cd Wall 520Hz Horn Strobe FIRE","49CMTV-APPLW|15 cd High",0,0,0,0.20699999999999999,0,null,207]
[3,2,null,"      30 cd Wall 520Hz Horn Strobe FIRE","49CMTV-APPLW|30 cd High",null,null,null,null,null,null,null,null,null,null,null,null,null,null,null,null,null,null,null,null,null,null,null,0,null,"30 cd Wall 520Hz Horn Strobe FIRE","49CMTV-APPLW|30 cd High",0,0,0,0.22,0,null,220]
[3,3,null,"      75 cd Wall 520Hz Horn Strobe FIRE","49CMTV-APPLW|75 cd High",null,null,null,null,null,null,null,null,null,null,null,null,null,null,null,null,null,null,null,null,null,null,null,{"$f":"SUM(G1649:W1649)","v":0},null,"75 cd Wall 520Hz Horn Strobe FIRE","49CMTV-APPLW|75 cd High",0,0,0,0.28100000000000003,0,null,281]
[3,4,null,"      110 cd Wall 520Hz Horn Strobe FIRE","49CMTV-APPLW|110 cd High",null,null,null,null,null,null,null,null,null,null,null,null,null,null,null,null,null,null,null,null,null,null,null,0,null,"110 cd Wall 520Hz Horn Strobe FIRE","49CMTV-APPLW|110 cd High",0,0,0,0.32900000000000001,0,null,329]
[3,5,null,"      135 cd Wall 520Hz Horn Strobe FIRE","49CMTV-APPLW|135 cd High",null,null,null,null,null,null,null,null,null,null,null,null,null,null,null,null,null,null,null,null,null,null,null,0,null,"135 cd Wall 520Hz Horn Strobe FIRE","49CMTV-APPLW|135 cd High",0,0,0,0.36699999999999999,0,null,367]
[3,6,null,"      185 cd Wall 520Hz Horn Strobe FIRE",{"$f":"AF1652","v":"49CMTV-APPLW|185 cd High"},null,null,null,null,null,null,null,null,null,null,null,null,null,null,null,null,null,null,null,null,null,null,null,0,null,"185 cd Wall 520Hz Horn Strobe FIRE","49CMTV-APPLW|185 cd High",0,0,0,0.438,0,null,438]
[3,7,null,{"$f":"REPT(\"   \",A1653-1)&AE1653","v":"      15 cd Wall 520Hz Horn Strobe FIRE"},"49CMTV-APPLW|15 cd Low",null,null,null,null,null,null,null,null,null,null,null,null,null,null,null,null,null,null,null,null,null,null,null,0,null,"15 cd Wall 520Hz Horn Strobe FIRE","49CMTV-APPLW|15 cd Low",0,{"$f":"AL1653/1000","v":0},{"$f":"AG1653*AH1653","v":0},{"$f":"AM1653/1000","v":0.161},{"$f":"AG1653*AJ1653","v":0},null,161]
[3,8,null,"      30 cd Wall 520Hz Horn Strobe FIRE","49CMTV-APPLW|30 cd Low",null,null,null,null,null,null,null,null,null,null,null,null,null,null,null,null,null,null,null,null,null,null,null,0,null,"30 cd Wall 520Hz Horn Strobe FIRE","49CMTV-APPLW|30 cd Low",0,0,0,0.17699999999999999,0,null,177]
[3,9,null,"      75 cd Wall 520Hz Horn Strobe FIRE","49CMTV-APPLW|75 cd Low",null,null,null,null,null,null,null,null,null,null,null,null,null,null,null,null,null,null,null,null,null,null,null,{"$f":"SUM(G1655:W1655)","v":0},null,"75 cd Wall 520Hz Horn Strobe FIRE","49CMTV-APPLW|75 cd Low",0,0,0,0.23599999999999999,0,null,236]
[3,10,null,"      110 cd Wall 520Hz Horn Strobe FIRE","49CMTV-APPLW|110 cd Low",null,null,null,null,null,null,null,null,null,null,null,null,null,null,null,null,null,null,null,null,null,null,null,0,null,"110 cd Wall 520Hz Horn Strobe FIRE","49CMTV-APPLW|110 cd Low",0,0,0,0.28799999999999998,0,null,288]
[3,11,null,"      135 cd Wall 520Hz Horn Strobe FIRE","49CMTV-APPLW|135 cd Low",null,null,null,null,null,null,null,null,null,null,null,null,null,null,null,null,null,null,null,null,null,null,null,0,null,"135 cd Wall 520Hz Horn Strobe FIRE","49CMTV-APPLW|135 cd Low",0,0,0,0.32100000000000001,0,null,321]
[3,12,null,"      185 cd Wall 520Hz Horn Strobe FIRE",{"$f":"AF1658","v":"49CMTV-APPLW|185 cd Low"},null,null,null,null,null,null,null,null,null,null,null,null,null,null,null,null,null,null,null,null,null,null,null,0,null,"185 cd Wall 520Hz Horn Strobe FIRE","49CMTV-APPLW|185 cd Low",0,0,0,0.39200000000000002,0,null,392]
[2,0,"+","   WP Wall Strobes",0,null,null,null,null,null,null,null,null,null,null,null,null,null,null,null,null,null,null,null,null,null,null,null,0,null,"WP Wall Strobes",null,0,0,0,0,0]
[3,1,null,"      15 cd Red Wall Weatherproof Strobe","4906-9105|15 cd",null,null,null,null,null,null,null,null,null,null,null,null,null,null,null,null,null,null,null,null,null,null,null,0,null,"15 cd Red Wall Weatherproof Strobe","4906-9105|15 cd",0,0,0,7.6999999999999999E-2,0,null,77]
[3,2,null,"      60 cd Red Wall Weatherproof Strobe","4906-9105|60 cd",null,null,null,null,null,null,null,null,null,null,null,null,null,null,null,null,null,null,null,null,null,null,null,0,null,"60 cd Red Wall Weatherproof Strobe","4906-9105|60 cd",0,0,0,0.192,0,null,192]
[3,3,null,"      75 cd Red Wall Weatherproof Strobe","4906-9105|75 cd",null,null,null,null,null,null,null,null,null,null,null,null,null,null,null,null,null,null,null,null,null,null,null,0,null,"75 cd Red Wall Weatherproof Strobe","4906-9105|75 cd",0,0,0,0.23100000000000001,0,null,231]
[3,4,null,"      75 cd WP75 (32°F to 150°F) Red Wall WP Strobe","4906-9105|75 cd WP75",null,null,null,null,null,null,null,null,null,null,null,null,null,null,null,null,null,null,null,null,null,null,null,0,null,"75 cd WP75 (32°F to 150°F) Red Wall WP Strobe","4906-9105|75 cd WP75",0,0,0,0.189,0,null,189]
[3,5,null,"      75 cd WP75 (-32°F to 32°F) Red Wall WP Strobe","4906-9105|75 cd WP75",null,null,null,null,null,null,null,null,null,null,null,null,null,null,null,null,null,null,null,null,null,null,null,0,null,"75 cd WP75 (-32°F to 32°F) Red Wall WP Strobe","4906-9105|75 cd WP75",0,0,0,0.27300000000000002,0,null,273]
[3,6,null,"      15 cd White Wall Weatherproof Strobe","4906-9106|15 cd",null,null,null,null,null,null,null,null,null,null,null,null,null,null,null,null,null,null,null,null,null,null,null,0,null,"15 cd White Wall Weatherproof Strobe","4906-9106|15 cd",0,0,0,7.6999999999999999E-2,0,null,77]
[3,7,null,"      60 cd White Wall Weatherproof Strobe","4906-9106|60 cd",null,null,null,null,null,null,null,null,null,null,null,null,null,null,null,null,null,null,null,null,null,null,null,0,null,"60 cd White Wall Weatherproof Strobe","4906-9106|60 cd",0,0,0,0.192,0,null,192]
[3,8,null,"      75 cd White Wall Weatherproof Strobe","4906-9106|75 cd",null,null,null,null,null,null,null,null,null,null,null,null,null,null,null,null,null,null,null,null,null,null,null,0,null,"75 cd White Wall Weatherproof Strobe","4906-9106|75 cd",0,0,0,0.23100000000000001,0,null,231]
[3,9,null,"      75 cd WP75 (32°F to 150°F) White Wall WP Strobe","4906-9106|75 cd WP75",null,null,null,null,null,null,null,null,null,null,null,null,null,null,null,null,null,null,null,null,null,null,null,0,null,"75 cd WP75 (32°F to 150°F) White Wall WP Strobe","4906-9106|75 cd WP75",0,0,0,0.189,0,null,189]
[3,10,null,"      75 cd WP75 (-32°F to 32°F) White Wall WP Strobe","4906-9106|75 cd WP75",null,null,null,null,null,null,null,null,null,null,null,null,null,null,null,null,null,null,null,null,null,null,null,0,null,"75 cd WP75 (-32°F to 32°F) White Wall WP Strobe","4906-9106|75 cd WP75",0,0,0,0.27300000000000002,0,null,273]
[2,{"$f":"IF(OR(C1670=\"+\",C1670=\"-\"),0,B1669+1)","v":0},"+","   WP Wall Horn Strobes","WP Wall Horn Strobes",null,null,null,null,null,null,null,null,null,null,null,null,null,null,null,null,null,null,null,null,null,null,null,0,null,"WP Wall Horn Strobes","WP Wall Horn Strobes",0,0,0,0,0]
[3,1,null,"      15 cd Red Wall Weatherproof Horn Strobe","4906-9131|15 cd",null,null,null,null,null,null,null,null,null,null,null,null,null,null,null,null,null,null,null,null,null,null,null,0,null,"15 cd Red Wall Weatherproof Horn Strobe","4906-9131|15 cd",0,0,0,9.0999999999999998E-2,0,null,91]
[3,2,null,"      60 cd Red Wall Weatherproof Horn Strobe","4906-9131|60 cd",null,null,null,null,null,null,null,null,null,null,null,null,null,null,null,null,null,null,null,null,null,null,null,0,null,"60 cd Red Wall Weatherproof Horn Strobe","4906-9131|60 cd",0,0,0,0.20399999999999999,0,null,204]
[3,3,null,"      75 cd Red Wall Weatherproof Horn Strobe","4906-9131|75 cd",null,null,null,null,null,null,null,null,null,null,null,null,null,null,null,null,null,null,null,null,null,null,null,0,null,"75 cd Red Wall Weatherproof Horn Strobe","4906-9131|75 cd",0,0,0,0.249,0,null,249]
[3,4,null,{"$f":"REPT(\"   \",A1674-1)&AE1674","v":"      75 cd WP75 (32°F to 150°F) Red Wall WP Horn Strobe"},"4906-9131|75 cd WP75",null,null,null,null,null,null,null,null,null,null,null,null,null,null,null,null,null,null,null,null,null,null,null,0,null,"75 cd WP75 (32°F to 150°F) Red Wall WP Horn Strobe","4906-9131|75 cd WP75",0,0,0,0.20499999999999999,0,null,205]
[3,5,null,"      75 cd WP75 (-32° F to 32°F) Red Wall WP Horn Strobe","4906-9131|75 cd WP75",null,null,null,null,null,null,null,null,null,null,null,null,null,null,null,null,null,null,null,null,null,null,null,0,null,"75 cd WP75 (-32° F to 32°F) Red Wall WP Horn Strobe","4906-9131|75 cd WP75",0,0,0,0.27700000000000002,0,null,277]
[3,6,null,"      15 cd White Wall Weatherproof Horn Strobe","4906-9132|15 cd",null,null,null,null,null,null,null,null,null,null,null,null,null,null,null,null,null,null,null,null,null,null,null,0,null,"15 cd White Wall Weatherproof Horn Strobe","4906-9132|15 cd",0,0,0,9.0999999999999998E-2,0,null,91]
[3,7,null,"      60 cd White Wall Weatherproof Horn Strobe","4906-9132|60 cd",null,null,null,null,null,null,null,null,null,null,null,null,null,null,null,null,null,null,null,null,null,null,null,0,null,"60 cd White Wall Weatherproof Horn Strobe","4906-9132|60 cd",0,0,0,0.20399999999999999,0,null,204]
[3,8,null,"      75 cd White Wall Weatherproof Horn Strobe","4906-9132|75 cd",null,null,null,null,null,null,null,null,null,null,null,null,null,null,null,null,null,null,null,null,null,null,null,0,null,"75 cd White Wall Weatherproof Horn Strobe","4906-9132|75 cd",0,0,0,0.249,0,null,249]
[3,9,null,"      75 cd WP75 (32°F to 150°F) White Wall WP Horn Strobe","4906-9132|75 cd WP75",null,null,null,null,null,null,null,null,null,null,null,null,null,null,null,null,null,null,null,null,null,null,null,0,null,"75 cd WP75 (32°F to 150°F) White Wall WP Horn Strobe","4906-9132|75 cd WP75",0,0,0,0.20499999999999999,0,null,205]
[3,10,null,"      75 cd WP75 (-32° F to 32°F) White Wall WP Horn Strobe","4906-9132|75 cd WP75",null,null,null,null,null,null,null,null,null,null,null,null,null,null,null,null,null,null,null,null,null,null,null,0,null,"75 cd WP75 (-32° F to 32°F) White Wall WP Horn Strobe","4906-9132|75 cd WP75",0,0,0,0.27700000000000002,0,null,277]
[2,0,"+","   Wall Speaker Strobes",0,null,null,null,null,null,null,null,null,null,null,null,null,null,null,null,null,null,null,null,null,null,null,null,0,null,"Wall Speaker Strobes",null,0,0,0,0,0]
[3,1,null,"      15 cd Red Wall Speaker Strobe Fire","4906-9151|15 cd",null,null,null,null,null,null,null,null,null,null,null,null,null,null,null,null,null,null,null,null,null,null,null,0,null,"15 cd Red Wall Speaker Strobe Fire","4906-9151|15 cd",0,0,0,0.06,0,null,60]
[3,2,null,"      30 cd Red Wall Speaker Strobe Fire","4906-9151|30 cd",null,null,null,null,null,null,null,null,null,null,null,null,null,null,null,null,null,null,null,null,null,null,null,0,null,"30 cd Red Wall Speaker Strobe Fire","4906-9151|30 cd",0,0,0,9.4E-2,0,null,94]
[3,3,null,"      75 cd Red Wall Speaker Strobe Fire","4906-9151|75 cd",null,null,null,null,null,null,null,null,null,null,null,null,null,null,null,null,null,null,null,null,null,null,null,0,null,"75 cd Red Wall Speaker Strobe Fire","4906-9151|75 cd",0,0,0,0.186,0,null,186]
[3,4,null,"      110 cd Red Wall Speaker Strobe Fire","4906-9151|110 cd",null,null,null,null,null,null,null,null,null,null,null,null,null,null,null,null,null,null,null,null,null,null,null,0,null,"110 cd Red Wall Speaker Strobe Fire","4906-9151|110 cd",0,0,0,0.252,0,null,252]
[3,5,null,"      15 cd White Wall Speaker Strobe Fire","4906-9153|15 cd",null,null,null,null,null,null,null,null,null,null,null,null,null,null,null,null,null,null,null,null,null,null,null,0,null,"15 cd White Wall Speaker Strobe Fire","4906-9153|15 cd",0,0,0,0.06,0,null,60]
[3,6,null,"      30 cd White Wall Speaker Strobe Fire","4906-9153|30 cd",null,null,null,null,null,null,null,null,null,null,null,null,null,null,null,null,null,null,null,null,null,null,null,0,null,"30 cd White Wall Speaker Strobe Fire","4906-9153|30 cd",0,0,0,9.4E-2,0,null,94]
[3,7,null,"      75 cd White Wall Speaker Strobe Fire","4906-9153|75 cd",null,null,null,null,null,null,null,null,null,null,null,null,null,null,null,null,null,null,null,null,null,null,null,0,null,"75 cd White Wall Speaker Strobe Fire","4906-9153|75 cd",0,0,0,0.186,0,null,186]
[3,8,null,"      110 cd White Wall Speaker Strobe Fire","4906-9153|110 cd",null,null,null,null,null,null,null,null,null,null,null,null,null,null,null,null,null,null,null,null,null,null,null,0,null,"110 cd White Wall Speaker Strobe Fire","4906-9153|110 cd",0,0,0,0.252,0,null,252]
[3,9,null,"      15 cd Red Wall Speaker Strobe Alert","4906-9151|15 cd",null,null,null,null,null,null,null,null,null,null,null,null,null,null,null,null,null,null,null,null,null,null,null,0,null,"15 cd Red Wall Speaker Strobe Alert","4906-9151|15 cd",0,0,0,0.06,0,null,60]
[3,10,null,"      30 cd Red Wall Speaker Strobe Alert","4906-9151|30 cd",null,null,null,null,null,null,null,null,null,null,null,null,null,null,null,null,null,null,null,null,null,null,null,0,null,"30 cd Red Wall Speaker Strobe Alert","4906-9151|30 cd",0,0,0,9.4E-2,0,null,94]
[3,11,null,"      75 cd Red Wall Speaker Strobe Alert","4906-9151|75 cd",null,null,null,null,null,null,null,null,null,null,null,null,null,null,null,null,null,null,null,null,null,null,null,0,null,"75 cd Red Wall Speaker Strobe Alert","4906-9151|75 cd",0,0,0,0.186,0,null,186]
[3,12,null,"      110 cd Red Wall Speaker Strobe Alert","4906-9151|110 cd",null,null,null,null,null,null,null,null,null,null,null,null,null,null,null,null,null,null,null,null,null,null,null,0,null,"110 cd Red Wall Speaker Strobe Alert","4906-9151|110 cd",0,0,0,0.252,0,null,252]
[3,13,null,"      15 cd White Wall Speaker Strobe Alert","4906-9153|15 cd",null,null,null,null,null,null,null,null,null,null,null,null,null,null,null,null,null,null,null,null,null,null,null,0,null,"15 cd White Wall Speaker Strobe Alert","4906-9153|15 cd",0,0,0,0.06,0,null,60]
[3,14,null,"      30 cd White Wall Speaker Strobe Alert","4906-9153|30 cd",null,null,null,null,null,null,null,null,null,null,null,null,null,null,null,null,null,null,null,null,null,null,null,0,null,"30 cd White Wall Speaker Strobe Alert","4906-9153|30 cd",0,0,0,9.4E-2,0,null,94]
[3,15,null,"      75 cd White Wall Speaker Strobe Alert","4906-9153|75 cd",null,null,null,null,null,null,null,null,null,null,null,null,null,null,null,null,null,null,null,null,null,null,null,0,null,"75 cd White Wall Speaker Strobe Alert","4906-9153|75 cd",0,{"$f":"AL1696/1000","v":0},0,{"$f":"AM1696/1000","v":0.186},0,null,186]
[3,16,null,"      110 cd White Wall Speaker Strobe Alert","4906-9153|110 cd",null,null,null,null,null,null,null,null,null,null,null,null,null,null,null,null,null,null,null,null,null,null,null,0,null,"110 cd White Wall Speaker Strobe Alert","4906-9153|110 cd",0,0,0,0.252,0,null,252]
[2,0,"+","   Ceiling Speaker Strobes",0,null,null,null,null,null,null,null,null,null,null,null,null,null,null,null,null,null,null,null,null,null,null,null,0,null,"Ceiling Speaker Strobes",null,0,0,0,0,0]
[3,1,null,"      15 cd White Ceiling Speaker Strobe Fire","4906-9154|15 cd",null,null,null,null,null,null,null,null,null,null,null,null,null,null,null,null,null,null,null,null,null,null,null,0,null,"15 cd White Ceiling Speaker Strobe Fire","4906-9154|15 cd",0,0,0,7.4999999999999997E-2,0,null,75]
[3,2,null,"      30 cd White Ceiling Speaker Strobe Fire","4906-9154|30 cd",null,null,null,null,null,null,null,null,null,null,null,null,null,null,null,null,null,null,null,null,null,null,null,0,null,"30 cd White Ceiling Speaker Strobe Fire","4906-9154|30 cd",0,0,0,0.125,0,null,125]
[3,3,null,"      75 cd White Ceiling Speaker Strobe Fire","4906-9154|75 cd",null,null,null,null,null,null,null,null,null,null,null,null,null,null,null,null,null,null,null,null,null,null,null,0,null,"75 cd White Ceiling Speaker Strobe Fire","4906-9154|75 cd",0,0,0,0.23300000000000001,0,null,233]
[3,4,null,"      110 cd White Ceiling Speaker Strobe Fire","4906-9154|110 cd",null,null,null,null,null,null,null,null,null,null,null,null,null,null,null,null,null,null,null,null,null,null,null,0,null,"110 cd White Ceiling Speaker Strobe Fire","4906-9154|110 cd",0,0,0,0.316,0,null,316]
[3,5,null,"      15 cd White Ceiling Speaker Strobe Alert","4906-9158|15 cd",null,null,null,null,null,null,null,null,null,null,null,null,null,null,null,null,null,null,null,null,null,null,null,0,null,"15 cd White Ceiling Speaker Strobe Alert","4906-9158|15 cd",0,0,0,7.4999999999999997E-2,0,null,75]
[3,6,null,"      30 cd White Ceiling Speaker Strobe Alert","4906-9158|30 cd",null,null,null,null,null,null,null,null,null,null,null,null,null,null,null,null,null,null,null,null,null,null,null,0,null,"30 cd White Ceiling Speaker Strobe Alert","4906-9158|30 cd",0,0,0,0.125,0,null,125]
[3,7,null,"      75 cd White Ceiling Speaker Strobe Alert","4906-9158|75 cd",null,null,null,null,null,null,null,null,null,null,null,null,null,null,null,null,null,null,null,null,null,null,null,0,null,"75 cd White Ceiling Speaker Strobe Alert","4906-9158|75 cd",0,0,0,0.23300000000000001,0,null,233]
[3,8,null,"      110 cd White Ceiling Speaker Strobe Alert","4906-9158|110 cd",null,null,null,null,null,null,null,null,null,null,null,null,null,null,null,null,null,null,null,null,null,null,null,0,null,"110 cd White Ceiling Speaker Strobe Alert","4906-9158|110 cd",0,0,0,0.316,0,null,316]
[3,9,null,"      15 cd White Ceiling Speaker Strobe Blank","4906-9159|15 cd",null,null,null,null,null,null,null,null,null,null,null,null,null,null,null,null,null,null,null,null,null,null,null,0,null,"15 cd White Ceiling Speaker Strobe Blank","4906-9159|15 cd",0,0,0,7.4999999999999997E-2,0,null,75]
[3,10,null,"      30 cd White Ceiling Speaker Strobe Blank","4906-9159|30 cd",null,null,null,null,null,null,null,null,null,null,null,null,null,null,null,null,null,null,null,null,null,null,null,0,null,"30 cd White Ceiling Speaker Strobe Blank","4906-9159|30 cd",0,0,0,0.125,0,null,125]
[3,11,null,"      75 cd White Ceiling Speaker Strobe Blank","4906-9159|75 cd",null,null,null,null,null,null,null,null,null,null,null,null,null,null,null,null,null,null,null,null,null,null,null,0,null,"75 cd White Ceiling Speaker Strobe Blank","4906-9159|75 cd",0,0,0,0.23300000000000001,0,null,233]
[3,12,null,"      110 cd White Ceiling Speaker Strobe Blank","4906-9159|110 cd",null,null,null,null,null,null,null,null,null,null,null,null,null,null,null,null,null,null,null,null,null,null,null,0,null,"110 cd White Ceiling Speaker Strobe Blank","4906-9159|110 cd",0,0,0,0.316,0,null,316]
[3,13,null,"      15 cd Red Ceiling Speaker Strobe Fire","4906-9160|15 cd",null,null,null,null,null,null,null,null,null,null,null,null,null,null,null,null,null,null,null,null,null,null,null,0,null,"15 cd Red Ceiling Speaker Strobe Fire","4906-9160|15 cd",0,0,0,7.4999999999999997E-2,0,null,75]
[3,14,null,"      30 cd Red Ceiling Speaker Strobe Fire","4906-9160|30 cd",null,null,null,null,null,null,null,null,null,null,null,null,null,null,null,null,null,null,null,null,null,null,null,0,null,"30 cd Red Ceiling Speaker Strobe Fire","4906-9160|30 cd",0,0,0,0.125,0,null,125]
[3,15,null,"      75 cd Red Ceiling Speaker Strobe Fire","4906-9160|75 cd",null,null,null,null,null,null,null,null,null,null,null,null,null,null,null,null,null,null,null,null,null,null,null,0,null,"75 cd Red Ceiling Speaker Strobe Fire","4906-9160|75 cd",0,0,0,0.23300000000000001,0,null,233]
[3,16,null,"      110 cd Red Ceiling Speaker Strobe Fire","4906-9160|110 cd",null,null,null,null,null,null,null,null,null,null,null,null,null,null,null,null,null,null,null,null,null,null,null,0,null,"110 cd Red Ceiling Speaker Strobe Fire","4906-9160|110 cd",0,0,{"$f":"AG1714*AH1714","v":0},0.316,{"$f":"AG1714*AJ1714","v":0},null,316]
[2,0,"+","   Wall Speakers",0,null,null,null,null,null,null,null,null,null,null,null,null,null,null,null,null,null,null,null,null,null,null,null,0,null,"Wall Speakers",null,0,0,0,0,0]
[3,1,null,"      Red Wall Speaker FIRE lettering","4902-9716",null,null,null,null,null,null,null,null,null,null,null,null,null,null,null,null,null,null,null,null,null,null,null,0,null,"Red Wall Speaker FIRE lettering","4902-9716",0,0,0,0,0]
[3,2,null,"      Canadian Red Wall Speaker FIRE lettering","4902-9716CA",null,null,null,null,null,null,null,null,null,null,null,null,null,null,null,null,null,null,null,null,null,null,null,0,null,"Canadian Red Wall Speaker FIRE lettering","4902-9716CA",0,0,0,0,0]
[3,3,null,"      White Wall Speaker FIRE lettering","4902-9717",null,null,null,null,null,null,null,null,null,null,null,null,null,null,null,null,null,null,null,null,null,null,null,0,null,"White Wall Speaker FIRE lettering","4902-9717",0,0,0,0,0]
[3,4,null,"      Canadian White Wall Speaker FIRE lettering","4902-9717CA",null,null,null,null,null,null,null,null,null,null,null,null,null,null,null,null,null,null,null,null,null,null,null,{"$f":"SUM(G1719:W1719)","v":0},null,"Canadian White Wall Speaker FIRE lettering","4902-9717CA",0,0,0,0,0]
[2,0,"+","   Ceiling and Wall Speakers","",null,null,null,null,null,null,null,null,null,null,null,null,null,null,null,null,null,null,null,null,null,null,null,0,null,"Ceiling and Wall Speakers","",0,0,0,0,0]
[3,1,null,"      Off White Round Ceiling or Wall Speaker","4902-9721",null,null,null,null,null,null,null,null,null,null,null,null,null,null,null,null,null,null,null,null,null,null,null,0,null,"Off White Round Ceiling or Wall Speaker","4902-9721",0,0,0,0,0]
[3,2,null,"      Red Round Ceiling or Wall Speaker",{"$f":"AF1722","v":"4902-9722"},null,null,null,null,null,null,null,null,null,null,null,null,null,null,null,null,null,null,null,null,null,null,null,0,null,"Red Round Ceiling or Wall Speaker","4902-9722",0,0,0,0,0]
[3,3,null,"      Canadian Off White Round Ceiling or Wall Speaker","4902-9721CA",null,null,null,null,null,null,null,null,null,null,null,null,null,null,null,null,null,null,null,null,null,null,null,0,null,"Canadian Off White Round Ceiling or Wall Speaker","4902-9721CA",0,0,0,0,0]
[2,0,"+","   Wall Chime Strobes",0,null,null,null,null,null,null,null,null,null,null,null,null,null,null,null,null,null,null,null,null,null,null,null,0,null,"Wall Chime Strobes",null,0,0,0,0,0]
[3,1,null,"      15 cd Red Wall Chime Strobe","4906-9133|15 cd",null,null,null,null,null,null,null,null,null,null,null,null,null,null,null,null,null,null,null,null,null,null,null,0,null,"15 cd Red Wall Chime Strobe","4906-9133|15 cd",0,0,0,7.0000000000000007E-2,0,null,70]
[3,2,null,"      30 cd Red Wall Chime Strobe","4906-9133|30 cd",null,null,null,null,null,null,null,null,null,null,null,null,null,null,null,null,null,null,null,null,null,null,null,0,null,"30 cd Red Wall Chime Strobe","4906-9133|30 cd",0,0,0,0.105,0,null,105]
[3,3,null,"      75 cd Red Wall Chime Strobe","4906-9133|75 cd",null,null,null,null,null,null,null,null,null,null,null,null,null,null,null,null,null,null,null,null,null,null,null,0,null,"75 cd Red Wall Chime Strobe","4906-9133|75 cd",0,0,0,0.2,0,null,200]
[3,4,null,"      110 cd Red Wall Chime Strobe","4906-9133|110 cd",null,null,null,null,null,null,null,null,null,null,null,null,null,null,null,null,null,null,null,null,null,null,null,0,null,"110 cd Red Wall Chime Strobe","4906-9133|110 cd",0,0,0,0.26500000000000001,0,null,265]
[2,0,"+","   Ceiling Chime Strobes",0,null,null,null,null,null,null,null,null,null,null,null,null,null,null,null,null,null,null,null,null,null,null,null,0,null,"Ceiling Chime Strobes",null,0,0,0,0,0]
[3,1,null,"      15 cd White Ceiling Chime Strobe","4906-9136|15 cd",null,null,null,null,null,null,null,null,null,null,null,null,null,null,null,null,null,null,null,null,null,null,null,0,null,"15 cd White Ceiling Chime Strobe","4906-9136|15 cd",0,0,0,8.5000000000000006E-2,0,null,85]
[3,2,null,"      30 cd White Ceiling Chime Strobe","4906-9136|30 cd",null,null,null,null,null,null,null,null,null,null,null,null,null,null,null,null,null,null,null,null,null,null,null,0,null,"30 cd White Ceiling Chime Strobe","4906-9136|30 cd",0,0,0,0.13200000000000001,0,null,132]
[3,3,null,"      75 cd White Ceiling Chime Strobe","4906-9136|75 cd",null,null,null,null,null,null,null,null,null,null,null,null,null,null,null,null,null,null,null,null,null,null,null,0,null,"75 cd White Ceiling Chime Strobe","4906-9136|75 cd",0,0,0,0.254,0,null,254]
[3,4,null,"      110 cd White Ceiling Chime Strobe","4906-9136|110 cd",null,null,null,null,null,null,null,null,null,null,null,null,null,null,null,null,null,null,null,null,null,null,null,0,null,"110 cd White Ceiling Chime Strobe","4906-9136|110 cd",0,0,0,0.34300000000000003,0,null,343]
[1,{"$f":"IF(OR(C1734=\"+\",C1734=\"-\"),0,B1733+1)","v":0},"+","THIRD PARTY ITEMS",null,null,null,null,null,null,null,null,null,null,null,null,null,null,null,null,null,null,null,null,null,null,null,null,0,{"$f":"IF(SUM(AG1734:AG2000)>0,\"h\",\"\")","v":""},"THIRD PARTY ITEMS",null,0,"header","header","header","header"]
[2,0,"+","   THIRD PARTY INITIATING",null,null,null,null,null,null,null,null,null,null,null,null,null,null,null,null,null,null,null,null,"Standby mA",null,"Alarm mA",null,0,null,"THIRD PARTY INITIATING",null,0,0,0,0,0]
[3,1,null,"Example",12345678,null,null,null,null,null,null,null,null,null,null,null,null,null,null,null,null,null,null,null,50,null,100,null,0,null,{"$f":"IF(D1736<>\"\",D1736,\"\")","v":"Example"},{"$f":"IF(E1736<>\"\",E1736,\"\")","v":12345678},0,0.05,0,0.1,0,{"$f":"Y1736","v":50},{"$f":"AA1736","v":100}]
[3,2,null,null,null,null,null,null,null,null,null,null,null,null,null,null,null,null,null,null,null,null,null,null,null,null,null,null,0,null,{"$f":"IF(D1737<>\"\",D1737,\"\")","v":""},"",0,0,0,0,0,0,0]
[3,3,null,null,null,null,null,null,null,null,null,null,null,null,null,null,null,null,null,null,null,null,null,null,null,null,null,null,0,null,"","",0,0,0,0,0,0,0]
[3,4,null,null,null,null,null,null,null,null,null,null,null,null,null,null,null,null,null,null,null,null,null,null,null,null,null,null,0,null,"","",0,0,0,0,0,0,0]
[3,5,null,null,null,null,null,null,null,null,null,null,null,null,null,null,null,null,null,null,null,null,null,null,null,null,null,null,0,null,"","",0,0,0,0,0,0,0]
[3,6,null,null,null,null,null,null,null,null,null,null,null,null,null,null,null,null,null,null,null,null,null,null,null,null,null,null,0,null,"","",0,0,0,0,0,0,0]
[3,7,null,null,null,null,null,null,null,null,null,null,null,null,null,null,null,null,null,null,null,null,null,null,null,null,null,null,0,null,"","",0,0,0,0,0,0,0]
[3,8,null,null,null,null,null,null,null,null,null,null,null,null,null,null,null,null,null,null,null,null,null,null,null,null,null,null,0,null,"","",0,0,0,0,0,0,0]
[3,9,null,null,null,null,null,null,null,null,null,null,null,null,null,null,null,null,null,null,null,null,null,null,null,null,null,null,0,null,"","",0,0,0,0,0,0,0]
[3,10,null,null,null,null,null,null,null,null,null,null,null,null,null,null,null,null,null,null,null,null,null,null,null,null,null,null,0,null,"","",0,0,0,0,0,0,0]
[3,11,null,null,null,null,null,null,null,null,null,null,null,null,null,null,null,null,null,null,null,null,null,null,null,null,null,null,0,null,"","",0,0,0,0,0,0,0]
[3,12,null,null,null,null,null,null,null,null,null,null,null,null,null,null,null,null,null,null,null,null,null,null,null,null,null,null,0,null,"","",0,0,0,0,0,0,0]
[3,13,null,null,null,null,null,null,null,null,null,null,null,null,null,null,null,null,null,null,null,null,null,null,null,null,null,null,0,null,"","",0,0,0,0,0,0,0]
[3,14,null,null,null,null,null,null,null,null,null,null,null,null,null,null,null,null,null,null,null,null,null,null,null,null,null,null,0,null,"","",0,0,0,0,0,0,0]
[3,15,null,null,null,null,null,null,null,null,null,null,null,null,null,null,null,null,null,null,null,null,null,null,null,null,null,null,0,null,"","",0,0,0,0,0,0,0]
[3,16,null,null,null,null,null,null,null,null,null,null,null,null,null,null,null,null,null,null,null,null,null,null,null,null,null,null,0,null,"","",0,0,0,0,0,0,0]
[3,17,null,null,null,null,null,null,null,null,null,null,null,null,null,null,null,null,null,null,null,null,null,null,null,null,null,null,0,null,"","",0,0,0,0,0,0,0]
[3,18,null,null,null,null,null,null,null,null,null,null,null,null,null,null,null,null,null,null,null,null,null,null,null,null,null,null,0,null,"","",0,0,0,0,0,0,0]
[3,19,null,null,null,null,null,null,null,null,null,null,null,null,null,null,null,null,null,null,null,null,null,null,null,null,null,null,0,null,"","",0,0,0,0,0,0,0]
[3,20,null,null,null,null,null,null,null,null,null,null,null,null,null,null,null,null,null,null,null,null,null,null,null,null,null,null,0,null,"","",0,0,0,0,0,0,0]
[3,21,null,null,null,null,null,null,null,null,null,null,null,null,null,null,null,null,null,null,null,null,null,null,null,null,null,null,0,null,"","",0,0,0,0,0,0,0]
[3,22,null,null,null,null,null,null,null,null,null,null,null,null,null,null,null,null,null,null,null,null,null,null,null,null,null,null,0,null,"","",0,0,0,0,0,0,0]
[3,23,null,null,null,null,null,null,null,null,null,null,null,null,null,null,null,null,null,null,null,null,null,null,null,null,null,null,0,null,"","",0,0,0,0,0,0,0]
[3,24,null,null,null,null,null,null,null,null,null,null,null,null,null,null,null,null,null,null,null,null,null,null,null,null,null,null,0,null,"","",0,0,0,0,0,0,0]
[3,25,null,null,null,null,null,null,null,null,null,null,null,null,null,null,null,null,null,null,null,null,null,null,null,null,null,null,0,null,"","",0,{"$f":"AL1760/1000","v":0},0,{"$f":"AM1760/1000","v":0},0,0,0]
[3,26,null,null,null,null,null,null,null,null,null,null,null,null,null,null,null,null,null,null,null,null,null,null,null,null,null,null,0,null,"","",0,0,0,0,0,0,0]
[3,27,null,null,null,null,null,null,null,null,null,null,null,null,null,null,null,null,null,null,null,null,null,null,null,null,null,null,0,null,"","",0,0,0,0,0,0,0]
[3,28,null,null,null,null,null,null,null,null,null,null,null,null,null,null,null,null,null,null,null,null,null,null,null,null,null,null,0,null,"","",0,0,0,0,0,0,0]
[3,29,null,null,null,null,null,null,null,null,null,null,null,null,null,null,null,null,null,null,null,null,null,null,null,null,null,null,0,null,"","",0,0,0,0,0,0,0]
[3,30,null,null,null,null,null,null,null,null,null,null,null,null,null,null,null,null,null,null,null,null,null,null,null,null,null,null,0,null,"","",0,0,0,0,0,0,0]
[3,31,null,null,null,null,null,null,null,null,null,null,null,null,null,null,null,null,null,null,null,null,null,null,null,null,null,null,0,null,"","",0,0,0,0,0,0,0]
[3,32,null,null,null,null,null,null,null,null,null,null,null,null,null,null,null,null,null,null,null,null,null,null,null,null,null,null,0,null,"","",0,0,0,0,0,0,0]
[3,33,null,null,null,null,null,null,null,null,null,null,null,null,null,null,null,null,null,null,null,null,null,null,null,null,null,null,0,null,"","",0,0,0,0,0,0,0]
[3,34,null,null,null,null,null,null,null,null,null,null,null,null,null,null,null,null,null,null,null,null,null,null,null,null,null,null,0,null,"","",0,0,0,0,0,0,0]
[3,35,null,null,null,null,null,null,null,null,null,null,null,null,null,null,null,null,null,null,null,null,null,null,null,null,null,null,0,null,"","",0,0,0,0,0,0,0]
[3,36,null,null,null,null,null,null,null,null,null,null,null,null,null,null,null,null,null,null,null,null,null,null,null,null,null,null,0,null,"","",0,0,0,0,0,0,0]
[3,37,null,null,null,null,null,null,null,null,null,null,null,null,null,null,null,null,null,null,null,null,null,null,null,null,null,null,0,null,"","",0,0,0,0,0,0,0]
[3,38,null,null,null,null,null,null,null,null,null,null,null,null,null,null,null,null,null,null,null,null,null,null,null,null,null,null,0,null,"","",0,0,0,0,0,0,0]
[3,39,null,null,null,null,null,null,null,null,null,null,null,null,null,null,null,null,null,null,null,null,null,null,null,null,null,null,0,null,"","",0,0,0,0,0,0,0]
[3,40,null,null,null,null,null,null,null,null,null,null,null,null,null,null,null,null,null,null,null,null,null,null,null,null,null,null,0,null,"","",0,0,0,0,0,0,0]
[3,41,null,null,null,null,null,null,null,null,null,null,null,null,null,null,null,null,null,null,null,null,null,null,null,null,null,null,0,null,"","",0,0,0,0,0,0,0]
[3,42,null,null,null,null,null,null,null,null,null,null,null,null,null,null,null,null,null,null,null,null,null,null,null,null,null,null,0,null,"","",0,0,0,0,0,0,0]
[3,43,null,null,null,null,null,null,null,null,null,null,null,null,null,null,null,null,null,null,null,null,null,null,null,null,null,null,0,null,"","",0,0,{"$f":"AG1778*AH1778","v":0},0,{"$f":"AG1778*AJ1778","v":0},0,0]
[3,44,null,null,null,null,null,null,null,null,null,null,null,null,null,null,null,null,null,null,null,null,null,null,null,null,null,null,0,null,"","",0,0,0,0,0,0,0]
[3,45,null,null,null,null,null,null,null,null,null,null,null,null,null,null,null,null,null,null,null,null,null,null,null,null,null,null,0,null,"","",0,0,0,0,0,0,0]
[3,46,null,null,null,null,null,null,null,null,null,null,null,null,null,null,null,null,null,null,null,null,null,null,null,null,null,null,0,null,"","",0,0,0,0,0,0,0]
[3,47,null,null,null,null,null,null,null,null,null,null,null,null,null,null,null,null,null,null,null,null,null,null,null,null,null,null,0,null,"","",0,0,0,0,0,0,0]
[3,48,null,null,null,null,null,null,null,null,null,null,null,null,null,null,null,null,null,null,null,null,null,null,null,null,null,null,{"$f":"SUM(G1783:W1783)","v":0},null,"","",0,0,0,0,0,0,0]
[3,49,null,null,null,null,null,null,null,null,null,null,null,null,null,null,null,null,null,null,null,null,null,null,null,null,null,null,0,null,"","",0,0,0,0,0,0,0]
[3,50,null,null,null,null,null,null,null,null,null,null,null,null,null,null,null,null,null,null,null,null,null,null,null,null,null,null,0,null,"","",0,0,0,0,0,0,0]
[2,0,"+",{"$f":"REPT(\"   \",A1786-1)&AE1786","v":"   THIRD PARTY NOTIFICATION"},null,null,null,null,null,null,null,null,null,null,null,null,null,null,null,null,null,null,null,null,"Standby mA",null,"Alarm mA",null,0,null,"THIRD PARTY NOTIFICATION",null,0]
[3,1,null,null,null,null,null,null,null,null,null,null,null,null,null,null,null,null,null,null,null,null,null,null,null,null,null,null,0,null,{"$f":"IF(D1787<>\"\",D1787,\"\")","v":""},"",0,{"$f":"AL1787/1000","v":0},{"$f":"AG1787*AH1787","v":0},{"$f":"AM1787/1000","v":0},{"$f":"AG1787*AJ1787","v":0},{"$f":"Y1787","v":0},{"$f":"AA1787","v":0}]
[3,2,null,null,null,null,null,null,null,null,null,null,null,null,null,null,null,null,null,null,null,null,null,null,null,null,null,null,0,null,"","",0,0,0,0,0,0,0]
[3,3,null,null,null,null,null,null,null,null,null,null,null,null,null,null,null,null,null,null,null,null,null,null,null,null,null,null,0,null,"","",0,0,0,0,0,0,0]
[3,4,null,null,null,null,null,null,null,null,null,null,null,null,null,null,null,null,null,null,null,null,null,null,null,null,null,null,0,null,"","",0,0,0,0,0,0,0]
[3,5,null,null,null,null,null,null,null,null,null,null,null,null,null,null,null,null,null,null,null,null,null,null,null,null,null,null,0,null,"","",0,0,0,0,0,0,0]
[3,6,null,null,null,null,null,null,null,null,null,null,null,null,null,null,null,null,null,null,null,null,null,null,null,null,null,null,0,null,"","",0,0,0,0,0,0,0]
[3,7,null,null,null,null,null,null,null,null,null,null,null,null,null,null,null,null,null,null,null,null,null,null,null,null,null,null,0,null,"","",0,0,0,0,0,0,0]
[3,8,null,null,null,null,null,null,null,null,null,null,null,null,null,null,null,null,null,null,null,null,null,null,null,null,null,null,0,null,"","",0,0,0,0,0,0,0]
[3,9,null,null,null,null,null,null,null,null,null,null,null,null,null,null,null,null,null,null,null,null,null,null,null,null,null,null,0,null,"","",0,0,0,0,0,0,0]
[3,10,null,null,null,null,null,null,null,null,null,null,null,null,null,null,null,null,null,null,null,null,null,null,null,null,null,null,0,null,"","",0,0,0,0,0,0,0]
[3,11,null,null,null,null,null,null,null,null,null,null,null,null,null,null,null,null,null,null,null,null,null,null,null,null,null,null,0,null,"","",0,0,0,0,0,0,0]
[3,{"$f":"IF(OR(C1798=\"+\",C1798=\"-\"),0,B1797+1)","v":12},null,null,null,null,null,null,null,null,null,null,null,null,null,null,null,null,null,null,null,null,null,null,null,null,null,null,0,null,"","",0,0,0,0,0,0,0]
[3,13,null,null,null,null,null,null,null,null,null,null,null,null,null,null,null,null,null,null,null,null,null,null,null,null,null,null,0,null,"","",0,0,0,0,0,0,0]
[3,14,null,null,null,null,null,null,null,null,null,null,null,null,null,null,null,null,null,null,null,null,null,null,null,null,null,null,0,null,"","",0,0,0,0,0,0,0]
[3,15,null,null,null,null,null,null,null,null,null,null,null,null,null,null,null,null,null,null,null,null,null,null,null,null,null,null,0,null,"","",0,0,0,0,0,0,0]
[3,16,null,null,null,null,null,null,null,null,null,null,null,null,null,null,null,null,null,null,null,null,null,null,null,null,null,null,0,null,"","",0,0,0,0,0,0,0]
[3,17,null,null,null,null,null,null,null,null,null,null,null,null,null,null,null,null,null,null,null,null,null,null,null,null,null,null,0,null,"","",0,0,0,0,0,0,0]
[3,18,null,null,null,null,null,null,null,null,null,null,null,null,null,null,null,null,null,null,null,null,null,null,null,null,null,null,0,null,"","",0,0,0,0,0,0,0]
[3,19,null,null,null,null,null,null,null,null,null,null,null,null,null,null,null,null,null,null,null,null,null,null,null,null,null,null,0,null,"","",0,0,0,0,0,0,0]
[3,20,null,null,null,null,null,null,null,null,null,null,null,null,null,null,null,null,null,null,null,null,null,null,null,null,null,null,0,null,"","",0,0,0,0,0,0,0]
[3,21,null,null,null,null,null,null,null,null,null,null,null,null,null,null,null,null,null,null,null,null,null,null,null,null,null,null,0,null,"","",0,0,0,0,0,0,0]
[3,22,null,null,null,null,null,null,null,null,null,null,null,null,null,null,null,null,null,null,null,null,null,null,null,null,null,null,0,null,"","",0,0,0,0,0,0,0]
[3,23,null,null,null,null,null,null,null,null,null,null,null,null,null,null,null,null,null,null,null,null,null,null,null,null,null,null,0,null,"","",0,0,0,0,0,0,0]
[3,24,null,null,null,null,null,null,null,null,null,null,null,null,null,null,null,null,null,null,null,null,null,null,null,null,null,null,0,null,"","",0,0,0,0,0,0,0]
[3,25,null,null,null,null,null,null,null,null,null,null,null,null,null,null,null,null,null,null,null,null,null,null,null,null,null,null,0,null,"","",0,0,0,0,0,0,0]
[3,26,null,null,null,null,null,null,null,null,null,null,null,null,null,null,null,null,null,null,null,null,null,null,null,null,null,null,0,null,"","",0,0,0,0,0,0,0]
[3,27,null,null,null,null,null,null,null,null,null,null,null,null,null,null,null,null,null,null,null,null,null,null,null,null,null,null,0,null,"","",0,0,0,0,0,0,0]
[3,28,null,null,null,null,null,null,null,null,null,null,null,null,null,null,null,null,null,null,null,null,null,null,null,null,null,null,0,null,"","",0,0,0,0,0,0,0]
[3,29,null,null,null,null,null,null,null,null,null,null,null,null,null,null,null,null,null,null,null,null,null,null,null,null,null,null,0,null,"","",0,0,0,0,0,0,0]
[3,30,null,null,null,null,null,null,null,null,null,null,null,null,null,null,null,null,null,null,null,null,null,null,null,null,null,null,0,null,"","",0,0,0,0,0,0,0]
[3,31,null,null,null,null,null,null,null,null,null,null,null,null,null,null,null,null,null,null,null,null,null,null,null,null,null,null,0,null,"","",0,0,0,0,0,0,0]
[3,32,null,null,null,null,null,null,null,null,null,null,null,null,null,null,null,null,null,null,null,null,null,null,null,null,null,null,0,null,"","",0,0,0,0,0,0,0]
[3,33,null,null,null,null,null,null,null,null,null,null,null,null,null,null,null,null,null,null,null,null,null,null,null,null,null,null,0,null,"","",0,0,0,0,0,0,0]
[3,34,null,null,null,null,null,null,null,null,null,null,null,null,null,null,null,null,null,null,null,null,null,null,null,null,null,null,0,null,"","",0,0,0,0,0,0,0]
[3,35,null,null,null,null,null,null,null,null,null,null,null,null,null,null,null,null,null,null,null,null,null,null,null,null,null,null,0,null,"","",0,0,0,0,0,0,0]
[3,36,null,null,null,null,null,null,null,null,null,null,null,null,null,null,null,null,null,null,null,null,null,null,null,null,null,null,0,null,"","",0,0,0,0,0,0,0]
[3,37,null,null,null,null,null,null,null,null,null,null,null,null,null,null,null,null,null,null,null,null,null,null,null,null,null,null,0,null,"","",0,0,0,0,0,0,0]
[3,38,null,null,null,null,null,null,null,null,null,null,null,null,null,null,null,null,null,null,null,null,null,null,null,null,null,null,0,null,"","",0,0,0,0,0,0,0]
[3,39,null,null,null,null,null,null,null,null,null,null,null,null,null,null,null,null,null,null,null,null,null,null,null,null,null,null,0,null,"","",0,0,0,0,0,0,0]
[3,40,null,null,null,null,null,null,null,null,null,null,null,null,null,null,null,null,null,null,null,null,null,null,null,null,null,null,0,null,"","",0,0,0,0,0,0,0]
[3,41,null,null,null,null,null,null,null,null,null,null,null,null,null,null,null,null,null,null,null,null,null,null,null,null,null,null,0,null,"","",0,0,0,0,0,0,0]
[3,42,null,null,null,null,null,null,null,null,null,null,null,null,null,null,null,null,null,null,null,null,null,null,null,null,null,null,0,null,"","",0,0,0,0,0,0,0]
[3,43,null,null,null,null,null,null,null,null,null,null,null,null,null,null,null,null,null,null,null,null,null,null,null,null,null,null,0,null,"","",0,0,0,0,0,0,0]
[3,44,null,null,null,null,null,null,null,null,null,null,null,null,null,null,null,null,null,null,null,null,null,null,null,null,null,null,0,null,"","",0,0,0,0,0,0,0]
[3,45,null,null,null,null,null,null,null,null,null,null,null,null,null,null,null,null,null,null,null,null,null,null,null,null,null,null,0,null,"","",0,0,0,0,0,0,0]
[3,46,null,null,null,null,null,null,null,null,null,null,null,null,null,null,null,null,null,null,null,null,null,null,null,null,null,null,0,null,"","",0,0,0,0,0,0,0]
[3,47,null,null,null,null,null,null,null,null,null,null,null,null,null,null,null,null,null,null,null,null,null,null,null,null,null,null,0,null,"","",0,0,0,0,0,0,0]
[3,48,null,null,null,null,null,null,null,null,null,null,null,null,null,null,null,null,null,null,null,null,null,null,null,null,null,null,0,null,"","",0,0,0,0,0,0,0]
[3,49,null,null,null,null,null,null,null,null,null,null,null,null,null,null,null,null,null,null,null,null,null,null,null,null,null,null,0,null,"","",0,0,0,0,0,0,0]
[3,50,null,null,null,null,null,null,null,null,null,null,null,null,null,null,null,null,null,null,null,null,null,null,null,null,null,null,0,null,"","",0,0,0,0,0,0,0]
[2,0,"+",{"$f":"REPT(\"   \",A1837-1)&AE1837","v":"   EQUIPMENT CONNECTED TO AUX POWER"},null,null,null,null,null,null,null,null,null,null,null,null,null,null,null,null,null,null,null,null,"Standby mA",null,"Alarm mA",null,0,null,"EQUIPMENT CONNECTED TO AUX POWER",null,0]
[3,1,null,null,null,null,null,null,null,null,null,null,null,null,null,null,null,null,null,null,null,null,null,null,null,null,null,null,0,null,{"$f":"IF(D1838<>\"\",D1838,\"\")","v":""},"",0,{"$f":"AL1838/1000","v":0},{"$f":"AG1838*AH1838","v":0},{"$f":"AM1838/1000","v":0},{"$f":"AG1838*AJ1838","v":0},{"$f":"Y1838","v":0},{"$f":"AA1838","v":0}]
[3,2,null,null,null,null,null,null,null,null,null,null,null,null,null,null,null,null,null,null,null,null,null,null,null,null,null,null,0,null,"","",0,0,0,0,0,0,0]
[3,3,null,null,null,null,null,null,null,null,null,null,null,null,null,null,null,null,null,null,null,null,null,null,null,null,null,null,0,null,"","",0,0,0,0,0,0,0]
[3,4,null,null,null,null,null,null,null,null,null,null,null,null,null,null,null,null,null,null,null,null,null,null,null,null,null,null,0,null,"","",0,0,0,0,0,0,0]
[3,5,null,null,null,null,null,null,null,null,null,null,null,null,null,null,null,null,null,null,null,null,null,null,null,null,null,null,0,null,"","",0,0,0,0,0,0,0]
[3,6,null,null,null,null,null,null,null,null,null,null,null,null,null,null,null,null,null,null,null,null,null,null,null,null,null,null,0,null,"","",0,0,0,0,0,0,0]
[3,7,null,null,null,null,null,null,null,null,null,null,null,null,null,null,null,null,null,null,null,null,null,null,null,null,null,null,0,null,"","",0,0,0,0,0,0,0]
[3,8,null,null,null,null,null,null,null,null,null,null,null,null,null,null,null,null,null,null,null,null,null,null,null,null,null,null,0,null,"","",0,0,0,0,0,0,0]
[3,9,null,null,null,null,null,null,null,null,null,null,null,null,null,null,null,null,null,null,null,null,null,null,null,null,null,null,0,null,"","",0,0,0,0,0,0,0]
[3,10,null,null,null,null,null,null,null,null,null,null,null,null,null,null,null,null,null,null,null,null,null,null,null,null,null,null,{"$f":"SUM(G1847:W1847)","v":0},null,"","",0,0,0,0,0,0,0]
[3,11,null,null,null,null,null,null,null,null,null,null,null,null,null,null,null,null,null,null,null,null,null,null,null,null,null,null,0,null,"","",0,0,0,0,0,0,0]
[3,12,null,null,null,null,null,null,null,null,null,null,null,null,null,null,null,null,null,null,null,null,null,null,null,null,null,null,0,null,"","",0,0,0,0,0,0,0]
[3,13,null,null,null,null,null,null,null,null,null,null,null,null,null,null,null,null,null,null,null,null,null,null,null,null,null,null,0,null,"","",0,0,0,0,0,0,0]
[3,14,null,null,null,null,null,null,null,null,null,null,null,null,null,null,null,null,null,null,null,null,null,null,null,null,null,null,0,null,"","",0,0,0,0,0,0,0]
[3,15,null,null,null,null,null,null,null,null,null,null,null,null,null,null,null,null,null,null,null,null,null,null,null,null,null,null,0,null,"","",0,0,0,0,0,0,0]
[3,16,null,null,null,null,null,null,null,null,null,null,null,null,null,null,null,null,null,null,null,null,null,null,null,null,null,null,0,null,"","",0,0,0,0,0,0,0]
[3,17,null,null,null,null,null,null,null,null,null,null,null,null,null,null,null,null,null,null,null,null,null,null,null,null,null,null,0,null,"","",0,0,0,0,0,0,0]
[3,18,null,null,null,null,null,null,null,null,null,null,null,null,null,null,null,null,null,null,null,null,null,null,null,null,null,null,0,null,"","",0,0,0,0,0,0,0]
[3,19,null,null,null,null,null,null,null,null,null,null,null,null,null,null,null,null,null,null,null,null,null,null,null,null,null,null,0,null,"","",0,0,0,0,0,0,0]
[3,20,null,null,null,null,null,null,null,null,null,null,null,null,null,null,null,null,null,null,null,null,null,null,null,null,null,null,0,null,"","",0,0,0,0,0,0,0]
[3,21,null,null,null,null,null,null,null,null,null,null,null,null,null,null,null,null,null,null,null,null,null,null,null,null,null,null,0,null,"","",0,0,0,0,0,0,0]
[3,22,null,null,null,null,null,null,null,null,null,null,null,null,null,null,null,null,null,null,null,null,null,null,null,null,null,null,0,null,"","",0,0,0,0,0,0,0]
[3,23,null,null,null,null,null,null,null,null,null,null,null,null,null,null,null,null,null,null,null,null,null,null,null,null,null,null,0,null,"","",0,0,0,0,0,0,0]
[3,24,null,null,null,null,null,null,null,null,null,null,null,null,null,null,null,null,null,null,null,null,null,null,null,null,null,null,0,null,"","",0,0,0,0,0,0,0]
[3,{"$f":"IF(OR(C1862=\"+\",C1862=\"-\"),0,B1861+1)","v":25},null,null,null,null,null,null,null,null,null,null,null,null,null,null,null,null,null,null,null,null,null,null,null,null,null,null,0,null,"","",0,0,0,0,0,0,0]
[3,26,null,null,null,null,null,null,null,null,null,null,null,null,null,null,null,null,null,null,null,null,null,null,null,null,null,null,0,null,"","",0,0,0,0,0,0,0]
[3,27,null,null,null,null,null,null,null,null,null,null,null,null,null,null,null,null,null,null,null,null,null,null,null,null,null,null,0,null,"","",0,0,0,0,0,0,0]
[3,28,null,null,null,null,null,null,null,null,null,null,null,null,null,null,null,null,null,null,null,null,null,null,null,null,null,null,0,null,"","",0,0,0,0,0,0,0]
[3,29,null,null,null,null,null,null,null,null,null,null,null,null,null,null,null,null,null,null,null,null,null,null,null,null,null,null,0,null,"","",0,0,0,0,0,0,0]
[3,30,null,null,null,null,null,null,null,null,null,null,null,null,null,null,null,null,null,null,null,null,null,null,null,null,null,null,0,null,"","",0,0,0,0,0,0,0]
[3,31,null,null,null,null,null,null,null,null,null,null,null,null,null,null,null,null,null,null,null,null,null,null,null,null,null,null,0,null,"","",0,0,0,0,0,0,0]
[3,32,null,null,null,null,null,null,null,null,null,null,null,null,null,null,null,null,null,null,null,null,null,null,null,null,null,null,0,null,"","",0,0,0,0,0,0,0]
[3,33,null,null,null,null,null,null,null,null,null,null,null,null,null,null,null,null,null,null,null,null,null,null,null,null,null,null,0,null,"","",0,0,0,0,0,0,0]
[3,34,null,null,null,null,null,null,null,null,null,null,null,null,null,null,null,null,null,null,null,null,null,null,null,null,null,null,0,null,"","",0,0,0,0,0,0,0]
[3,35,null,null,null,null,null,null,null,null,null,null,null,null,null,null,null,null,null,null,null,null,null,null,null,null,null,null,0,null,"","",0,0,0,0,0,0,0]
[3,36,null,null,null,null,null,null,null,null,null,null,null,null,null,null,null,null,null,null,null,null,null,null,null,null,null,null,0,null,"","",0,0,0,0,0,0,0]
[3,37,null,null,null,null,null,null,null,null,null,null,null,null,null,null,null,null,null,null,null,null,null,null,null,null,null,null,0,null,"","",0,0,0,0,0,0,0]
[3,38,null,null,null,null,null,null,null,null,null,null,null,null,null,null,null,null,null,null,null,null,null,null,null,null,null,null,0,null,"","",0,0,0,0,0,0,0]
[3,39,null,null,null,null,null,null,null,null,null,null,null,null,null,null,null,null,null,null,null,null,null,null,null,null,null,null,0,null,"","",0,0,0,0,0,0,0]
[3,40,null,null,null,null,null,null,null,null,null,null,null,null,null,null,null,null,null,null,null,null,null,null,null,null,null,null,0,null,"","",0,0,0,0,0,0,0]
[3,41,null,null,null,null,null,null,null,null,null,null,null,null,null,null,null,null,null,null,null,null,null,null,null,null,null,null,0,null,"","",0,0,0,0,0,0,0]
[3,42,null,null,null,null,null,null,null,null,null,null,null,null,null,null,null,null,null,null,null,null,null,null,null,null,null,null,0,null,"","",0,0,0,0,0,0,0]
[3,43,null,null,null,null,null,null,null,null,null,null,null,null,null,null,null,null,null,null,null,null,null,null,null,null,null,null,0,null,"","",0,0,0,0,0,0,0]
[3,44,null,null,null,null,null,null,null,null,null,null,null,null,null,null,null,null,null,null,null,null,null,null,null,null,null,null,0,null,"","",0,0,0,0,0,0,0]
[3,45,null,null,null,null,null,null,null,null,null,null,null,null,null,null,null,null,null,null,null,null,null,null,null,null,null,null,0,null,"","",0,0,0,0,0,0,0]
[3,46,null,null,null,null,null,null,null,null,null,null,null,null,null,null,null,null,null,null,null,null,null,null,null,null,null,null,0,null,"","",0,0,0,0,0,0,0]
[3,47,null,null,null,null,null,null,null,null,null,null,null,null,null,null,null,null,null,null,null,null,null,null,null,null,null,null,0,null,"","",0,0,0,0,0,0,0]
[3,48,null,null,null,null,null,null,null,null,null,null,null,null,null,null,null,null,null,null,null,null,null,null,null,null,null,null,0,null,"","",0,0,0,0,0,0,0]
[3,49,null,null,null,null,null,null,null,null,null,null,null,null,null,null,null,null,null,null,null,null,null,null,null,null,null,null,0,null,"","",0,0,0,0,0,0,0]
[3,50,null,null,null,null,null,null,null,null,null,null,null,null,null,null,null,null,null,null,null,null,null,null,null,null,null,null,0,null,"","",0,0,0,0,0,0,0]
[2,0,"+",{"$f":"REPT(\"   \",A1888-1)&AE1888","v":"   THIRD PARTY OTHER"},null,null,null,null,null,null,null,null,null,null,null,null,null,null,null,null,null,null,null,null,"Standby mA",null,"Alarm mA",null,0,null,"THIRD PARTY OTHER",null,0]
[3,1,null,null,null,null,null,null,null,null,null,null,null,null,null,null,null,null,null,null,null,null,null,null,null,null,null,null,0,null,{"$f":"IF(D1889<>\"\",D1889,\"\")","v":""},"",0,{"$f":"AL1889/1000","v":0},{"$f":"AG1889*AH1889","v":0},{"$f":"AM1889/1000","v":0},{"$f":"AG1889*AJ1889","v":0},{"$f":"Y1889","v":0},{"$f":"AA1889","v":0}]
[3,2,null,null,null,null,null,null,null,null,null,null,null,null,null,null,null,null,null,null,null,null,null,null,null,null,null,null,0,null,"","",0,0,0,0,0,0,0]
[3,3,null,null,null,null,null,null,null,null,null,null,null,null,null,null,null,null,null,null,null,null,null,null,null,null,null,null,0,null,"","",0,0,0,0,0,0,0]
[3,4,null,null,null,null,null,null,null,null,null,null,null,null,null,null,null,null,null,null,null,null,null,null,null,null,null,null,0,null,"","",0,0,0,0,0,0,0]
[3,5,null,null,null,null,null,null,null,null,null,null,null,null,null,null,null,null,null,null,null,null,null,null,null,null,null,null,0,null,"","",0,0,0,0,0,0,0]
[3,6,null,null,null,null,null,null,null,null,null,null,null,null,null,null,null,null,null,null,null,null,null,null,null,null,null,null,0,null,"","",0,0,0,0,0,0,0]
[3,7,null,null,null,null,null,null,null,null,null,null,null,null,null,null,null,null,null,null,null,null,null,null,null,null,null,null,0,null,"","",0,0,0,0,0,0,0]
[3,8,null,null,null,null,null,null,null,null,null,null,null,null,null,null,null,null,null,null,null,null,null,null,null,null,null,null,0,null,"","",0,0,0,0,0,0,0]
[3,9,null,null,null,null,null,null,null,null,null,null,null,null,null,null,null,null,null,null,null,null,null,null,null,null,null,null,0,null,"","",0,0,0,0,0,0,0]
[3,10,null,null,null,null,null,null,null,null,null,null,null,null,null,null,null,null,null,null,null,null,null,null,null,null,null,null,0,null,"","",0,0,0,0,0,0,0]
[3,11,null,null,null,null,null,null,null,null,null,null,null,null,null,null,null,null,null,null,null,null,null,null,null,null,null,null,0,null,"","",0,0,0,0,0,0,0]
[3,12,null,null,null,null,null,null,null,null,null,null,null,null,null,null,null,null,null,null,null,null,null,null,null,null,null,null,0,null,"","",0,0,0,0,0,0,0]
[3,13,null,null,null,null,null,null,null,null,null,null,null,null,null,null,null,null,null,null,null,null,null,null,null,null,null,null,0,null,"","",0,0,0,0,0,0,0]
[3,14,null,null,null,null,null,null,null,null,null,null,null,null,null,null,null,null,null,null,null,null,null,null,null,null,null,null,0,null,"","",0,0,0,0,0,0,0]
[3,15,null,null,null,null,null,null,null,null,null,null,null,null,null,null,null,null,null,null,null,null,null,null,null,null,null,null,0,null,"","",0,0,0,0,0,0,0]
[3,16,null,null,null,null,null,null,null,null,null,null,null,null,null,null,null,null,null,null,null,null,null,null,null,null,null,null,0,null,"","",0,0,0,0,0,0,0]
[3,17,null,null,null,null,null,null,null,null,null,null,null,null,null,null,null,null,null,null,null,null,null,null,null,null,null,null,0,null,"","",0,0,0,0,0,0,0]
[3,18,null,null,null,null,null,null,null,null,null,null,null,null,null,null,null,null,null,null,null,null,null,null,null,null,null,null,0,null,"","",0,0,0,0,0,0,0]
[3,19,null,null,null,null,null,null,null,null,null,null,null,null,null,null,null,null,null,null,null,null,null,null,null,null,null,null,0,null,"","",0,0,0,0,0,0,0]
[3,20,null,null,null,null,null,null,null,null,null,null,null,null,null,null,null,null,null,null,null,null,null,null,null,null,null,null,0,null,"","",0,0,0,0,0,0,0]
[3,21,null,null,null,null,null,null,null,null,null,null,null,null,null,null,null,null,null,null,null,null,null,null,null,null,null,null,0,null,"","",0,0,0,0,0,0,0]
[3,22,null,null,null,null,null,null,null,null,null,null,null,null,null,null,null,null,null,null,null,null,null,null,null,null,null,null,0,null,"","",0,0,0,0,0,0,0]
[3,23,null,null,null,null,null,null,null,null,null,null,null,null,null,null,null,null,null,null,null,null,null,null,null,null,null,null,{"$f":"SUM(G1911:W1911)","v":0},null,"","",0,0,0,0,0,0,0]
[3,24,null,null,null,null,null,null,null,null,null,null,null,null,null,null,null,null,null,null,null,null,null,null,null,null,null,null,0,null,"","",0,0,0,0,0,0,0]
[3,25,null,null,null,null,null,null,null,null,null,null,null,null,null,null,null,null,null,null,null,null,null,null,null,null,null,null,0,null,"","",0,0,0,0,0,0,0]
[3,26,null,null,null,null,null,null,null,null,null,null,null,null,null,null,null,null,null,null,null,null,null,null,null,null,null,null,0,null,"","",0,0,0,0,0,0,0]
[3,27,null,null,null,null,null,null,null,null,null,null,null,null,null,null,null,null,null,null,null,null,null,null,null,null,null,null,0,null,"","",0,0,0,0,0,0,0]
[3,28,null,null,null,null,null,null,null,null,null,null,null,null,null,null,null,null,null,null,null,null,null,null,null,null,null,null,0,null,"","",0,0,0,0,0,0,0]
[3,29,null,null,null,null,null,null,null,null,null,null,null,null,null,null,null,null,null,null,null,null,null,null,null,null,null,null,0,null,"","",0,0,0,0,0,0,0]
[3,30,null,null,null,null,null,null,null,null,null,null,null,null,null,null,null,null,null,null,null,null,null,null,null,null,null,null,0,null,"","",0,0,0,0,0,0,0]
[3,31,null,null,null,null,null,null,null,null,null,null,null,null,null,null,null,null,null,null,null,null,null,null,null,null,null,null,0,null,"","",0,0,0,0,0,0,0]
[3,32,null,null,null,null,null,null,null,null,null,null,null,null,null,null,null,null,null,null,null,null,null,null,null,null,null,null,0,null,"","",0,0,0,0,0,0,0]
[3,33,null,null,null,null,null,null,null,null,null,null,null,null,null,null,null,null,null,null,null,null,null,null,null,null,null,null,0,null,"","",0,0,0,0,0,0,0]
[3,34,null,null,null,null,null,null,null,null,null,null,null,null,null,null,null,null,null,null,null,null,null,null,null,null,null,null,0,null,"","",0,0,0,0,0,0,0]
[3,35,null,null,null,null,null,null,null,null,null,null,null,null,null,null,null,null,null,null,null,null,null,null,null,null,null,null,0,null,"","",0,0,0,0,0,0,0]
[3,36,null,null,null,null,null,null,null,null,null,null,null,null,null,null,null,null,null,null,null,null,null,null,null,null,null,null,0,null,"","",0,0,0,0,0,0,0]
[3,37,null,null,null,null,null,null,null,null,null,null,null,null,null,null,null,null,null,null,null,null,null,null,null,null,null,null,0,null,"","",0,0,0,0,0,0,0]
[3,{"$f":"IF(OR(C1926=\"+\",C1926=\"-\"),0,B1925+1)","v":38},null,null,null,null,null,null,null,null,null,null,null,null,null,null,null,null,null,null,null,null,null,null,null,null,null,null,0,null,"","",0,0,0,0,0,0,0]
[3,39,null,null,null,null,null,null,null,null,null,null,null,null,null,null,null,null,null,null,null,null,null,null,null,null,null,null,0,null,"","",0,0,0,0,0,0,0]
[3,40,null,null,null,null,null,null,null,null,null,null,null,null,null,null,null,null,null,null,null,null,null,null,null,null,null,null,0,null,"","",0,0,0,0,0,0,0]
[3,41,null,null,null,null,null,null,null,null,null,null,null,null,null,null,null,null,null,null,null,null,null,null,null,null,null,null,0,null,"","",0,0,0,0,0,0,0]
[3,42,null,null,null,null,null,null,null,null,null,null,null,null,null,null,null,null,null,null,null,null,null,null,null,null,null,null,0,null,"","",0,0,0,0,0,0,0]
[3,43,null,null,null,null,null,null,null,null,null,null,null,null,null,null,null,null,null,null,null,null,null,null,null,null,null,null,0,null,"","",0,0,0,0,0,0,0]
[3,44,null,null,null,null,null,null,null,null,null,null,null,null,null,null,null,null,null,null,null,null,null,null,null,null,null,null,0,null,"","",0,0,0,0,0,0,0]
[3,45,null,null,null,null,null,null,null,null,null,null,null,null,null,null,null,null,null,null,null,null,null,null,null,null,null,null,0,null,"","",0,0,0,0,0,0,0]
[3,46,null,null,null,null,null,null,null,null,null,null,null,null,null,null,null,null,null,null,null,null,null,null,null,null,null,null,0,null,"","",0,0,0,0,0,0,0]
[3,47,null,null,null,null,null,null,null,null,null,null,null,null,null,null,null,null,null,null,null,null,null,null,null,null,null,null,0,null,"","",0,0,0,0,0,0,0]
[3,48,null,null,null,null,null,null,null,null,null,null,null,null,null,null,null,null,null,null,null,null,null,null,null,null,null,null,0,null,"","",0,0,0,0,0,0,0]
[3,49,null,null,null,null,null,null,null,null,null,null,null,null,null,null,null,null,null,null,null,null,null,null,null,null,null,null,0,null,"","",0,0,0,0,0,0,0]
[3,50,null,null,null,null,null,null,null,null,null,null,null,null,null,null,null,null,null,null,null,null,null,null,null,null,null,null,0,null,"","",0,0,0,0,0,0,0]
[2,null,null,null,null,null,null,null,null,null,null,null,null,null,null,null,null,null,null,null,null,null,null,null,null,null,null,null,null,null,null,null,0]
[1,null,null,null,null,null,null,null,null,null,null,null,null,null,null,null,null,null,null,null,null,null,null,null,null,null,null,null,null,null,null,null,0]
[null,null,null,null,null,null,null,null,null,null,null,null,null,null,null,null,null,null,null,null,null,null,null,null,null,null,null,null,null,null,null,null,0]
[null,null,null,null,null,null,null,null,null,null,null,null,null,null,null,null,null,null,null,null,null,null,null,null,null,null,null,null,null,null,null,null,0]
[null,null,null,null,null,null,null,null,null,null,null,null,null,null,null,null,null,null,null,null,null,null,null,null,null,null,null,null,null,null,null,null,0]
[null,null,null,null,null,null,null,null,null,null,null,null,null,null,null,null,null,null,null,null,null,null,null,null,null,null,null,null,null,null,null,null,0]
[null,null,null,null,null,null,null,null,null,null,null,null,null,null,null,null,null,null,null,null,null,null,null,null,null,null,null,null,null,null,null,null,0]
[null,null,null,null,null,null,null,null,null,null,null,null,null,null,null,null,null,null,null,null,null,null,null,null,null,null,null,null,null,null,null,null,0]
[null,null,null,null,null,null,null,null,null,null,null,null,null,null,null,null,null,null,null,null,null,null,null,null,null,null,null,null,null,null,null,null,0]
[null,null,null,null,null,null,null,null,null,null,null,null,null,null,null,null,null,null,null,null,null,null,null,null,null,null,null,null,null,null,null,null,0]
[null,null,null,null,null,null,null,null,null,null,null,null,null,null,null,null,null,null,null,null,null,null,null,null,null,null,null,null,null,null,null,null,0]
[null,null,null,null,null,null,null,null,null,null,null,null,null,null,null,null,null,null,null,null,null,null,null,null,null,null,null,null,null,null,null,null,0]
[null,null,null,null,null,null,null,null,null,null,null,null,null,null,null,null,null,null,null,null,null,null,null,null,null,null,null,null,null,null,null,null,0]
[null,null,null,null,null,null,null,null,null,null,null,null,null,null,null,null,null,null,null,null,null,null,null,null,null,null,null,null,null,null,null,null,0]
[null,null,null,null,null,null,null,null,null,null,null,null,null,null,null,null,null,null,null,null,null,null,null,null,null,null,null,null,null,null,null,null,0]
[null,null,null,null,null,null,null,null,null,null,null,null,null,null,null,null,null,null,null,null,null,null,null,null,null,null,null,null,null,null,null,null,0]
[null,null,null,null,null,null,null,null,null,null,null,null,null,null,null,null,null,null,null,null,null,null,null,null,null,null,null,null,null,null,null,null,0]
[null,null,null,null,null,null,null,null,null,null,null,null,null,null,null,null,null,null,null,null,null,null,null,null,null,null,null,null,null,null,null,null,0]
[null,null,null,null,null,null,null,null,null,null,null,null,null,null,null,null,null,null,null,null,null,null,null,null,null,null,null,null,null,null,null,null,0]
[null,null,null,null,null,null,null,null,null,null,null,null,null,null,null,null,null,null,null,null,null,null,null,null,null,null,null,null,null,null,null,null,0]
[null,null,null,null,null,null,null,null,null,null,null,null,null,null,null,null,null,null,null,null,null,null,null,null,null,null,null,null,null,null,null,null,0]
[null,null,null,null,null,null,null,null,null,null,null,null,null,null,null,null,null,null,null,null,null,null,null,null,null,null,null,null,null,null,null,null,0]
[null,null,null,null,null,null,null,null,null,null,null,null,null,null,null,null,null,null,null,null,null,null,null,null,null,null,null,null,null,null,null,null,0]
[null,null,null,null,null,null,null,null,null,null,null,null,null,null,null,null,null,null,null,null,null,null,null,null,null,null,null,null,null,null,null,null,0]
[null,null,null,null,null,null,null,null,null,null,null,null,null,null,null,null,null,null,null,null,null,null,null,null,null,null,null,null,null,null,null,null,0]
[null,null,null,null,null,null,null,null,null,null,null,null,null,null,null,null,null,null,null,null,null,null,null,null,null,null,null,null,null,null,null,null,0]
[null,null,null,null,null,null,null,null,null,null,null,null,null,null,null,null,null,null,null,null,null,null,null,null,null,null,null,null,null,null,null,null,0]
[null,null,null,null,null,null,null,null,null,null,null,null,null,null,null,null,null,null,null,null,null,null,null,null,null,null,null,null,null,null,null,null,0]
[null,null,null,null,null,null,null,null,null,null,null,null,null,null,null,null,null,null,null,null,null,null,null,null,null,null,null,null,null,null,null,null,0]
[null,null,null,null,null,null,null,null,null,null,null,null,null,null,null,null,null,null,null,null,null,null,null,null,null,null,null,null,null,null,null,null,0]
[null,null,null,null,null,null,null,null,null,null,null,null,null,null,null,null,null,null,null,null,null,null,null,null,null,null,null,null,null,null,null,null,0]
[null,null,null,null,null,null,null,null,null,null,null,null,null,null,null,null,null,null,null,null,null,null,null,null,null,null,null,null,null,null,null,null,0]
[null,null,null,null,null,null,null,null,null,null,null,null,null,null,null,null,null,null,null,null,null,null,null,null,null,null,null,null,null,null,null,null,0]
[null,null,null,null,null,null,null,null,null,null,null,null,null,null,null,null,null,null,null,null,null,null,null,null,null,null,null,null,null,null,null,null,0]
[null,null,null,null,null,null,null,null,null,null,null,null,null,null,null,null,null,null,null,null,null,null,null,null,null,null,null,null,null,null,null,null,0]
[null,null,null,null,null,null,null,null,null,null,null,null,null,null,null,null,null,null,null,null,null,null,null,null,null,null,null,null,null,null,null,null,0]
[null,null,null,null,null,null,null,null,null,null,null,null,null,null,null,null,null,null,null,null,null,null,null,null,null,null,null,null,null,null,null,null,0]
[null,null,null,null,null,null,null,null,null,null,null,null,null,null,null,null,null,null,null,null,null,null,null,null,null,null,null,null,null,null,null,null,0]
[null,null,null,null,null,null,null,null,null,null,null,null,null,null,null,null,null,null,null,null,null,null,null,null,null,null,null,null,null,null,null,null,0]
[null,null,null,null,null,null,null,null,null,null,null,null,null,null,null,null,null,null,null,null,null,null,null,null,null,null,null,null,null,null,null,null,0]
[null,null,null,null,null,null,null,null,null,null,null,null,null,null,null,null,null,null,null,null,null,null,null,null,null,null,null,null,null,null,null,null,0]
[null,null,null,null,null,null,null,null,null,null,null,null,null,null,null,null,null,null,null,null,null,null,null,null,null,null,null,null,null,null,null,null,0]
[null,null,null,null,null,null,null,null,null,null,null,null,null,null,null,null,null,null,null,null,null,null,null,null,null,null,null,null,null,null,null,null,0]
[null,null,null,null,null,null,null,null,null,null,null,null,null,null,null,null,null,null,null,null,null,null,null,null,null,null,null,null,null,null,null,null,0]
[null,null,null,null,null,null,null,null,null,null,null,null,null,null,null,null,null,null,null,null,null,null,null,null,null,null,null,null,null,null,null,null,0]
[null,null,null,null,null,null,null,null,null,null,null,null,null,null,null,null,null,null,null,null,null,null,null,null,null,null,null,null,null,null,null,null,0]
[null,null,null,null,null,null,null,null,null,null,null,null,null,null,null,null,null,null,null,null,null,null,null,null,null,null,null,null,null,null,null,null,0]
[null,null,null,null,null,null,null,null,null,null,null,null,null,null,null,null,null,null,null,null,null,null,null,null,null,null,null,null,null,null,null,null,0]
[null,null,null,null,null,null,null,null,null,null,null,null,null,null,null,null,null,null,null,null,null,null,null,null,null,null,null,null,null,null,null,null,0]
[null,null,null,null,null,null,null,null,null,null,null,null,null,null,null,null,null,null,null,null,null,null,null,null,null,null,null,null,null,null,null,null,0]
[null,null,null,null,null,null,null,null,null,null,null,null,null,null,null,null,null,null,null,null,null,null,null,null,null,null,null,null,null,null,null,null,0]
[null,null,null,null,null,null,null,null,null,null,null,null,null,null,null,null,null,null,null,null,null,null,null,null,null,null,null,null,null,null,null,null,0]
[null,null,null,null,null,null,null,null,null,null,null,null,null,null,null,null,null,null,null,null,null,null,null,null,null,null,null,null,null,null,null,null,0]
[null,null,null,null,null,null,null,null,null,null,null,null,null,null,null,null,null,null,null,null,null,null,null,null,null,null,null,null,null,null,null,null,0]
[null,null,null,null,null,null,null,null,null,null,null,null,null,null,null,null,null,null,null,null,null,null,null,null,null,null,null,null,null,null,null,null,0]
[null,null,null,null,null,null,null,null,null,null,null,null,null,null,null,null,null,null,null,null,null,null,null,null,null,null,null,null,null,null,null,null,0]
[null,null,null,null,null,null,null,null,null,null,null,null,null,null,null,null,null,null,null,null,null,null,null,null,null,null,null,null,null,null,null,null,0]
[null,null,null,null,null,null,null,null,null,null,null,null,null,null,null,null,null,null,null,null,null,null,null,null,null,null,null,null,null,null,null,null,0]
[null,null,null,null,null,null,null,null,null,null,null,null,null,null,null,null,null,null,null,null,null,null,null,null,null,null,null,null,null,null,null,null,0]
[null,null,null,null,null,null,null,null,null,null,null,null,null,null,null,null,null,null,null,null,null,null,null,null,null,null,null,null,null,null,null,null,0]
[null,null,null,null,null,null,null,null,null,null,null,null,null,null,null,null,null,null,null,null,null,null,null,null,null,null,null,null,null,null,null,null,0]
[null,null,null,null,null,null,null,null,null,null,null,null,null,null,null,null,null,null,null,null,null,null,null,null,null,null,null,null,null,null,null,null,0]

{"sheet":"Battery Report","index":3,"n_rows":41,"n_cols":8,"rows_kept":41,"cut":false,"hidden":false,"merged":[[6,5,6,6],[1,5,1,6],[2,5,2,6],[3,5,3,6],[4,5,4,6],[5,5,5,6],[14,5,14,6],[8,2,8,3],[8,5,8,6],[9,2,9,3],[9,5,9,6],[12,2,12,3],[13,2,13,3],[10,2,10,3],[14,2,14,3],[7,2,7,3],[13,5,13,6],[10,5,10,6],[11,2,11,3],[11,5,11,6],[12,5,12,6]]}
[]
[null,{"$f":"\"Project Name: \"&ProjectNameField","v":"Project Name: Polaris Philippine Project"},null,null,null,"SELECTED BATTERY SET",null,1]
[null,{"$f":"\"Customer Name: \"&ProjectCustomerNameField","v":"Customer Name: Black & White Consultant Philippine"}]
[null,{"$f":"\"Project Location: \"&ProjectLocationField","v":"Project Location: "},null,null,null,"STANDBY HOURS",null,24]
[null,{"$f":"\"Project Phase: \"&ProjectPhaseField","v":"Project Phase: Phase 1"},null,null,null,"STANDBY MINUTES",null,5]
[null,{"$f":"\"Prepared By: \"&Projectpreparedbyfield","v":"Prepared By: Prestige Philippine"},null,null,null,"BATTERY FACTOR",null,0.25]
[null,{"$f":"\"Date: \"&(IF(ISBLANK(ProjectDateField),TODAY(),ProjectDateField))","v":"Date: 14th Oct 2024"},null,null,null,"SPARE CAPACITY",null,0]
[null,null,{"$f":"IF(E9>0,\"IDNAC 29 VDC BOOST MULTIPLIER\",\"\")","v":"IDNAC 29 VDC BOOST MULTIPLIER"}]
[null,{"$f":"\"Battery Set Location: \" & INDEX(dataBattSetLocation,brBatterySet)","v":"Battery Set Location: FACP"},{"$f":"IF(E9>0,\"IDNAC ALARM CURRENT AMPS\",\"\")","v":"IDNAC ALARM CURRENT AMPS"},null,{"$f":"SUMPRODUCT('Battery Selection'!AG763:AG1576,'Battery Selection'!AJ763:AJ1576)","v":0.20100000000000001},"TOTAL STANDBY AMPS",null,{"$f":"SUMPRODUCT('Battery Selection'!AG8:AG2000,'Battery Selection'!AH8:AH2000)+E15","v":0.9578000000000001}]
[null,null,{"$f":"IF(E9>0,\"IDNAC BOOST FACTOR \" & IF(SUM('Battery Selection'!AG481:AG484)>0,1.37,1.57) & \" AMPS\",\"\")","v":"IDNAC BOOST FACTOR 1.57 AMPS"},null,{"$f":"IF(E9>0,(E9*IF(SUM('Battery Selection'!AG481:AG484)>0,1.37,1.57))-E9,0)","v":0.11457000000000001},"TOTAL ALARM AMPS",null,{"$f":"SUMPRODUCT('Battery Selection'!AG8:AG2000,'Battery Selection'!AJ8:AJ2000)+E10+E13","v":1.7695699999999996}]
[null,null,{"$f":"IF(E12>0,\"ESMX LOOP 40 VDC BOOST MULTIPLIER\",\"\")","v":""}]
[null,null,{"$f":"IF(E12>0,\"ESMX LOOP ALARM CURRENT AMPS\",\"\")","v":""},null,{"$f":"SUMPRODUCT(IF('Battery Selection'!AO668:AO757=1,1,0),'Battery Selection'!AG668:AG757,'Battery Selection'!AJ668:AJ757)","v":0}]
[null,null,{"$f":"IF(E12>0,\"ESMX LOOP BOOST FACTOR 2.496 AMPS\",\"\")","v":""},null,{"$f":"IF(E12>0,(E12*2.496)-E12,0)","v":0}]
[null,null,{"$f":"IF(E14>0,\"ESMX LOOP STANDBY CURRENT AMPS\",\"\")","v":""},null,{"$f":"SUMPRODUCT(IF('Battery Selection'!AO668:AO757=1,1,0),'Battery Selection'!AG668:AG757,'Battery Selection'!AH668:AH757)","v":0},"TOTAL AMPERE HOURS",null,{"$f":"(H9*H4)+(H10*(H5/60))","v":23.134664166666667}]
[null,null,{"$f":"IF(E14>0,\"ESMX LOOP BOOST FACTOR 2.496 AMPS\",\"\")","v":""},null,{"$f":"IF(E14>0,(E14*2.496)-E14,0)","v":0},"MINIMUM BATTERY",null,{"$f":"(H14+(H14*H6))+(H14+(H14*H6))*H7","v":28.918330208333334}]
[]
[]
[]
["Item","Product Description","Part Code","Qty","UNIT AMPS STANDBY","TOTAL AMPS STANDBY"," UNIT AMPS ALARM","TOTAL AMPS ALARM"]
[{"$f":"ROW(_xlfn.ANCHORARRAY(B20))-19","v":1},{"$f":"_xlfn._xlws.FILTER('Battery Selection'!AE5:AK2000,('Battery Selection'!AG5:AG2000>0)+('Battery Selection'!AD5:AD2000=\"h\"),\"Battery Set Empty\")","v":"PANELS AND CONTROL EQUIPMENT"},0,0,"header","header","header","header"]
[2,"ES-PS MSTR CTRLR 2X40","4100-9701",1,0.27700000000000002,0.27700000000000002,0.32100000000000001,0.32100000000000001]
[3,"REMOTE LCD ANNUNCIATOR","4603-9101",1,6.5000000000000002E-2,6.5000000000000002E-2,0.14000000000000001,0.14000000000000001]
[4,"ES-PS FAN MODULE","4100-5131",1,0,0,0.2,0.2]
[5,"ES-PS POWER SUPPLY","4100-5401",1,6.8000000000000005E-2,6.8000000000000005E-2,7.6999999999999999E-2,7.6999999999999999E-2]
[6,"IDNAC CARD","4100-5451",1,0.124,0.124,0.23,0.23]
[7,"ESNET NTWK INTERFACE CARD SLOT","4100-6104",1,0.12,0.12,0.12,0.12]
[8,"ES NET SM FIBER MEDIA CARD","4100-6308",1,0.13500000000000001,0.13500000000000001,0.13500000000000001,0.13500000000000001]
[9,"IDNET2 250PT 2 LOOP MODULE","4100-3109",1,0.05,0.05,0.06,0.06]
[10,"MSTR CTLR IDNET2, FACTORY ONLY","4100-3117",1,0.05,0.05,0.06,0.06]
[11,"IDNET ADDRESSABLE DEVICES",0,0,"header","header","header","header"]
[12,"Number of LEDs on in alarm per loop (max 20 per loop)",0,14,0,0,2E-3,2.8000000000000001E-2]
[13,"Smoke Detector with Standard Base","4098-9714|4098-9792",14,8.0000000000000004E-4,1.12E-2,1E-3,1.4E-2]
[14,"Smoke Detector with Standard Base with support for Remote LED","4098-9714|4098-9789",5,8.0000000000000004E-4,4.0000000000000001E-3,1E-3,5.0000000000000001E-3]
[15,"Smoke Detector with Isolator Base","4098-9714|4098-9793",5,8.0000000000000004E-4,4.0000000000000001E-3,1E-3,5.0000000000000001E-3]
[16,"Heat Detector with Standard Base","4098-9733|4098-9792",1,8.0000000000000004E-4,8.0000000000000004E-4,1E-3,1E-3]
[17,"IAM Module","4090-9001",49,8.0000000000000004E-4,3.9199999999999999E-2,1E-3,4.9000000000000002E-2]
[18,"Relay IAM","4090-9002",5,8.0000000000000004E-4,4.0000000000000001E-3,1E-3,5.0000000000000001E-3]
[19,"Double Action Breakglass operation English","4099-9005",3,8.0000000000000004E-4,2.4000000000000002E-3,1E-3,3.0000000000000001E-3]
[20,"Weatherproof Pull Station & IAM Addressable Input Module","RMS-1P-WP|4090-9051",1,8.0000000000000004E-4,8.0000000000000004E-4,1E-3,1E-3]
[21,"ADDRESSABLE NOTIFICATION",0,0,"header","header","header","header"]
[22,"Wall Horn Strobe Red Fire","49AV-WRF|30 cd",3,8.0000000000000004E-4,2.4000000000000002E-3,6.7000000000000004E-2,0.20100000000000001]

{"sheet":"Battery Report Output","index":4,"n_rows":1465,"n_cols":35,"rows_kept":1465,"cut":false,"hidden":false,"merged":[[10,2,10,19],[10,21,10,22],[13,21,13,22],[14,21,14,22],[1,21,1,22],[2,21,2,22],[3,21,3,22],[4,21,4,22],[5,21,5,22],[6,21,6,22],[8,21,8,22],[9,21,9,22]]}
[]
[null,"Project Name: Polaris Philippine Project",null,null,null,null,null,null,null,null,null,null,null,null,null,null,null,null,null,null,null,"SELECTED BATTERY SET",null,1]
[null,"Customer Name: Black & White Consultant Philippine"]
[null,"Project Location: ",null,null,null,null,null,null,null,null,null,null,null,null,null,null,null,null,null,null,null,"STANDBY HOURS",null,24,null,null,null,null," "]
[null,"Project Phase: Phase 1",null,null,null,null,null,null,null,null,null,null,null,null,null,null,null,null,null,null,null,"STANDBY MINUTES",null,5]
[null,"Prepared By: Prestige Philippine",null,null,null,null,null,null,null,null,null,null,null,null,null,null,null,null,null,null,null,"BATTERY FACTOR",null,0.25]
[null,"Date: 14th Oct 2024",null,null,null,null,null,null,null,null,null,null,null,null,null,null,null,null,null,null,null,"SPARE CAPACITY",null,0]
[]
[null,"Battery Set Location: FACP",null,null,null,null,null,null,null,null,null,null,null,null,null,null,null,null,null,null,0,"TOTAL STANDBY AMPS",null,0.9578000000000001]
[null,null,null,null,null,null,null,null,null,null,null,null,null,null,null,null,null,null,null,null,0,"TOTAL ALARM AMPS",null,1.7695699999999996]
[]
[null,null,null,null,null,null,null,null,null,null,null,null,null,null,null,null,null,null,null,null,0]
[null,null,null,null,null,null,null,null,null,null,null,null,null,null,null,null,null,null,null,null,0]
[null,null,null,null,null,null,null,null,null,null,null,null,null,null,null,null,null,null,null,null,0,"TOTAL AMPERE HOURS",null,23.134664166666667]
[null,null,null,null,null,null,null,null,null,null,null,null,null,null,null,null,null,null,null,null,0,"MINIMUM BATTERY",null,28.918330208333334]
[]
[]
[null,null,null,null,null,null,null," "," "," "," "," "," "," "," "," "," "," "," "]
["Item","Product Description","Part Code","Cable DB Lan","Level 1","Level 2","Roof Door","Staircase","To be input","To be input","To be input","To be input","To be input","To be input","To be input","To be input","To be input","To be input","Qty Remain","Qty","UNIT AMPS STANDBY","TOTAL AMPS STANDBY"," UNIT AMPS ALARM","TOTAL AMPS ALARM"]
[1,"PANELS AND CONTROL EQUIPMENT",0,0,"header","header","header","header","header","header","header","header","header","header","header","header","header","header","header",0,"header","header","header","header"]
[2,"ES-PS MSTR CTRLR 2X40","4100-9701",0,1,0,0,0,0,0,0,0,0,0,0,0,0,0,{"$f":"IF(($T21-SUM($D21:$R21))<0,\"Error\",($T21-SUM($D21:$R21)))","v":0},1,0.27700000000000002,0.27700000000000002,0.32100000000000001,0.32100000000000001]
[3,"REMOTE LCD ANNUNCIATOR","4603-9101",0,0,1,0,0,0,0,0,0,0,0,0,0,0,0,0,1,6.5000000000000002E-2,6.5000000000000002E-2,0.14000000000000001,0.14000000000000001]
[4,"ES-PS FAN MODULE","4100-5131",0,1,0,0,0,0,0,0,0,0,0,0,0,0,0,0,1,0,0,0.2,0.2]
[5,"ES-PS POWER SUPPLY","4100-5401",0,1,0,0,0,0,0,0,0,0,0,0,0,0,0,0,1,6.8000000000000005E-2,6.8000000000000005E-2,7.6999999999999999E-2,7.6999999999999999E-2]
[6,"IDNAC CARD","4100-5451",0,1,0,0,0,0,0,0,0,0,0,0,0,0,0,0,1,0.124,0.124,0.23,0.23]
[7,"ESNET NTWK INTERFACE CARD SLOT","4100-6104",0,1,0,0,0,0,0,0,0,0,0,0,0,0,0,0,1,0.12,0.12,0.12,0.12]
[8,"ES NET SM FIBER MEDIA CARD","4100-6308",0,1,0,0,0,0,0,0,0,0,0,0,0,0,0,0,1,0.13500000000000001,0.13500000000000001,0.13500000000000001,0.13500000000000001]
[9,"IDNET2 250PT 2 LOOP MODULE","4100-3109",0,1,0,0,0,0,0,0,0,0,0,0,0,0,0,0,1,0.05,0.05,0.06,0.06]
[10,"MSTR CTLR IDNET2, FACTORY ONLY","4100-3117",0,1,0,0,0,0,0,0,0,0,0,0,0,0,0,0,1,0.05,0.05,0.06,0.06]
[11,"IDNET ADDRESSABLE DEVICES",0,0,0,0,0,0,0,0,0,0,0,0,0,0,0,0,0,0,"header","header","header","header"]
[12,"Number of LEDs on in alarm per loop (max 20 per loop)",0,0,7,7,0,0,0,0,0,0,0,0,0,0,0,0,0,14,0,0,2E-3,2.8000000000000001E-2]
[13,"Smoke Detector with Standard Base","4098-9714|4098-9792",0,7,7,0,0,0,0,0,0,0,0,0,0,0,0,0,14,8.0000000000000004E-4,1.12E-2,1E-3,1.4E-2]
[14,"Smoke Detector with Standard Base with support for Remote LED","4098-9714|4098-9789",0,3,2,0,0,0,0,0,0,0,0,0,0,0,0,0,5,8.0000000000000004E-4,4.0000000000000001E-3,1E-3,5.0000000000000001E-3]
[15,"Smoke Detector with Isolator Base","4098-9714|4098-9793",0,3,2,0,0,0,0,0,0,0,0,0,0,0,0,0,5,8.0000000000000004E-4,4.0000000000000001E-3,1E-3,5.0000000000000001E-3]
[16,"Heat Detector with Standard Base","4098-9733|4098-9792",0,1,0,0,0,0,0,0,0,0,0,0,0,0,0,0,1,8.0000000000000004E-4,8.0000000000000004E-4,1E-3,1E-3]
[17,"IAM Module","4090-9001",10,10,10,9,10,0,0,0,0,0,0,0,0,0,0,0,49,8.0000000000000004E-4,3.9199999999999999E-2,1E-3,4.9000000000000002E-2]
[18,"Relay IAM","4090-9002",5,0,0,0,0,0,0,0,0,0,0,0,0,0,0,0,5,8.0000000000000004E-4,4.0000000000000001E-3,1E-3,5.0000000000000001E-3]
[19,"Double Action Breakglass operation English","4099-9005",0,1,1,1,0,0,0,0,0,0,0,0,0,0,0,0,3,8.0000000000000004E-4,2.4000000000000002E-3,1E-3,3.0000000000000001E-3]
[20,"Weatherproof Pull Station & IAM Addressable Input Module","RMS-1P-WP|4090-9051",0,0,0,0,1,0,0,0,0,0,0,0,0,0,0,0,1,8.0000000000000004E-4,8.0000000000000004E-4,1E-3,1E-3]
[21,"ADDRESSABLE NOTIFICATION",0,0,0,0,0,0,0,0,0,0,0,0,0,0,0,0,0,0,"header","header","header","header"]
[22,"Wall Horn Strobe Red Fire","49AV-WRF|30 cd",0,1,1,1,0,0,0,0,0,0,0,0,0,0,0,0,3,8.0000000000000004E-4,2.4000000000000002E-3,6.7000000000000004E-2,0.20100000000000001]
[null,null,null,0,0,0,0,0,0,0,0,0,0,0,0,0,0,0,0]
[null,null,null,0,0,0,0,0,0,0,0,0,0,0,0,0,0,0,0]
[null,null,null,0,0,0,0,0,0,0,0,0,0,0,0,0,0,0,0]
[null,null,null,0,0,0,0,0,0,0,0,0,0,0,0,0,0,0,0]
[null,null,null,0,0,0,0,0,0,0,0,0,0,0,0,0,0,0,0]
[null,null,null,0,0,0,0,0,0,0,0,0,0,0,0,0,0,0,0]
[null,null,null,0,0,0,0,0,0,0,0,0,0,0,0,0,0,0,0]
[null,null,null,0,0,0,0,0,0,0,0,0,0,0,0,0,0,0,0]
[null,null,null,0,0,0,0,0,0,0,0,0,0,0,0,0,0,0,0]
[null,null,null,0,0,0,0,0,0,0,0,0,0,0,0,0,0,0,0]
[null,null,null,0,0,0,0,0,0,0,0,0,0,0,0,0,0,0,0]
[null,null,null,0,0,0,0,0,0,0,0,0,0,0,0,0,0,0,0]
[null,null,null,0,0,0,0,0,0,0,0,0,0,0,0,0,0,0,0]
[null,null,null,0,0,0,0,0,0,0,0,0,0,0,0,0,0,0,0]
[null,null,null,0,0,0,0,0,0,0,0,0,0,0,0,0,0,0,0]
[null,null,null,0,0,0,0,0,0,0,0,0,0,0,0,0,0,0,0]
[null,null,null,0,0,0,0,0,0,0,0,0,0,0,0,0,0,0,0]
[null,null,null,0,0,0,0,0,0,0,0,0,0,0,0,0,0,0,0]
[null,null,null,0,0,0,0,0,0,0,0,0,0,0,0,0,0,0,0]
[null,null,null,0,0,0,0,0,0,0,0,0,0,0,0,0,0,0,0]
[null,null,null,0,0,0,0,0,0,0,0,0,0,0,0,0,0,0,0]
[null,null,null,0,0,0,0,0,0,0,0,0,0,0,0,0,0,0,0]
[null,null,null,0,0,0,0,0,0,0,0,0,0,0,0,0,0,0,0]
[null,null,null,0,0,0,0,0,0,0,0,0,0,0,0,0,0,0,0]
[null,null,null,0,0,0,0,0,0,0,0,0,0,0,0,0,0,0,0]
[null,null,null,0,0,0,0,0,0,0,0,0,0,0,0,0,0,0,0]
[null,null,null,0,0,0,0,0,0,0,0,0,0,0,0,0,0,0,0]
[null,null,null,0,0,0,0,0,0,0,0,0,0,0,0,0,0,0,0]
[null,null,null,0,0,0,0,0,0,0,0,0,0,0,0,0,0,0,0]
[null,null,null,0,0,0,0,0,0,0,0,0,0,0,0,0,0,0,0]
[null,null,null,0,0,0,0,0,0,0,0,0,0,0,0,0,0,0,0]
[null,null,null,0,0,0,0,0,0,0,0,0,0,0,0,0,0,0,0]
[null,null,null,0,0,0,0,0,0,0,0,0,0,0,0,0,0,0,0]
[null,null,null,0,0,0,0,0,0,0,0,0,0,0,0,0,0,0,0]
[null,null,null,0,0,0,0,0,0,0,0,0,0,0,0,0,0,0,0]
[null,null,null,0,0,0,0,0,0,0,0,0,0,0,0,0,0,0,0]
[null,null,null,0,0,0,0,0,0,0,0,0,0,0,0,0,0,0,0]
[null,null,null,0,0,0,0,0,0,0,0,0,0,0,0,0,0,0,0]
[null,null,null,0,0,0,0,0,0,0,0,0,0,0,0,0,0,0,0]
[null,null,null,0,0,0,0,0,0,0,0,0,0,0,0,0,0,0,0]
[null,null,null,0,0,0,0,0,0,0,0,0,0,0,0,0,0,0,0]
[null,null,null,0,0,0,0,0,0,0,0,0,0,0,0,0,0,0,0]
[null,null,null,0,0,0,0,0,0,0,0,0,0,0,0,0,0,0,0]
[null,null,null,0,0,0,0,0,0,0,0,0,0,0,0,0,0,0,{"$f":"IF(($T85-SUM($D85:$R85))<0,\"Error\",($T85-SUM($D85:$R85)))","v":0}]
[null,null,null,0,0,0,0,0,0,0,0,0,0,0,0,0,0,0,0]
[null,null,null,0,0,0,0,0,0,0,0,0,0,0,0,0,0,0,0]
[null,null,null,0,0,0,0,0,0,0,0,0,0,0,0,0,0,0,0]
[null,null,null,0,0,0,0,0,0,0,0,0,0,0,0,0,0,0,0]
[null,null,null,0,0,0,0,0,0,0,0,0,0,0,0,0,0,0,0]
[null,null,null,0,0,0,0,0,0,0,0,0,0,0,0,0,0,0,0]
[null,null,null,0,0,0,0,0,0,0,0,0,0,0,0,0,0,0,0]
[null,null,null,0,0,0,0,0,0,0,0,0,0,0,0,0,0,0,0]
[null,null,null,0,0,0,0,0,0,0,0,0,0,0,0,0,0,0,0]
[null,null,null,0,0,0,0,0,0,0,0,0,0,0,0,0,0,0,0]
[null,null,null,0,0,0,0,0,0,0,0,0,0,0,0,0,0,0,0]
[null,null,null,0,0,0,0,0,0,0,0,0,0,0,0,0,0,0,0]
[null,null,null,0,0,0,0,0,0,0,0,0,0,0,0,0,0,0,0]
[null,null,null,0,0,0,0,0,0,0,0,0,0,0,0,0,0,0,0]
[null,null,null,0,0,0,0,0,0,0,0,0,0,0,0,0,0,0,0]
[null,null,null,0,0,0,0,0,0,0,0,0,0,0,0,0,0,0,0]
[null,null,null,0,0,0,0,0,0,0,0,0,0,0,0,0,0,0,0]
[null,null,null,0,0,0,0,0,0,0,0,0,0,0,0,0,0,0,0]
[null,null,null,0,0,0,0,0,0,0,0,0,0,0,0,0,0,0,0]
[null,null,null,0,0,0,0,0,0,0,0,0,0,0,0,0,0,0,0]
[null,null,null,0,0,0,0,0,0,0,0,0,0,0,0,0,0,0,0]
[null,null,null,0,0,0,0,0,0,0,0,0,0,0,0,0,0,0,0]
[null,null,null,0,0,0,0,0,0,0,0,0,0,0,0,0,0,0,0]
[null,null,null,0,0,0,0,0,0,0,0,0,0,0,0,0,0,0,0]
[null,null,null,0,0,0,0,0,0,0,0,0,0,0,0,0,0,0,0]
[null,null,null,0,0,0,0,0,0,0,0,0,0,0,0,0,0,0,0]
[null,null,null,0,0,0,0,0,0,0,0,0,0,0,0,0,0,0,0]
[null,null,null,0,0,0,0,0,0,0,0,0,0,0,0,0,0,0,0]
[null,null,null,0,0,0,0,0,0,0,0,0,0,0,0,0,0,0,0]
[null,null,null,0,0,0,0,0,0,0,0,0,0,0,0,0,0,0,0]
[null,null,null,0,0,0,0,0,0,0,0,0,0,0,0,0,0,0,0]
[null,null,null,0,0,0,0,0,0,0,0,0,0,0,0,0,0,0,0]
[null,null,null,0,0,0,0,0,0,0,0,0,0,0,0,0,0,0,0]
[null,null,null,0,0,0,0,0,0,0,0,0,0,0,0,0,0,0,0]
[null,null,null,0,0,0,0,0,0,0,0,0,0,0,0,0,0,0,0]
[null,null,null,0,0,0,0,0,0,0,0,0,0,0,0,0,0,0,0]
[null,null,null,0,0,0,0,0,0,0,0,0,0,0,0,0,0,0,0]
[null,null,null,0,0,0,0,0,0,0,0,0,0,0,0,0,0,0,0]
[null,null,null,0,0,0,0,0,0,0,0,0,0,0,0,0,0,0,0]
[null,null,null,0,0,0,0,0,0,0,0,0,0,0,0,0,0,0,0]
[null,null,null,0,0,0,0,0,0,0,0,0,0,0,0,0,0,0,0]
[null,null,null,0,0,0,0,0,0,0,0,0,0,0,0,0,0,0,0]
[null,null,null,0,0,0,0,0,0,0,0,0,0,0,0,0,0,0,0]
[null,null,null,0,0,0,0,0,0,0,0,0,0,0,0,0,0,0,0]
[null,null,null,0,0,0,0,0,0,0,0,0,0,0,0,0,0,0,0]
[null,null,null,0,0,0,0,0,0,0,0,0,0,0,0,0,0,0,0]
[null,null,null,0,0,0,0,0,0,0,0,0,0,0,0,0,0,0,0]
[null,null,null,0,0,0,0,0,0,0,0,0,0,0,0,0,0,0,0]
[null,null,null,0,0,0,0,0,0,0,0,0,0,0,0,0,0,0,0]
[null,null,null,0,0,0,0,0,0,0,0,0,0,0,0,0,0,0,0]
[null,null,null,0,0,0,0,0,0,0,0,0,0,0,0,0,0,0,0]
[null,null,null,0,0,0,0,0,0,0,0,0,0,0,0,0,0,0,0]
[null,null,null,0,0,0,0,0,0,0,0,0,0,0,0,0,0,0,0]
[null,null,null,0,0,0,0,0,0,0,0,0,0,0,0,0,0,0,0]
[null,null,null,0,0,0,0,0,0,0,0,0,0,0,0,0,0,0,0]
[null,null,null,0,0,0,0,0,0,0,0,0,0,0,0,0,0,0,0]
[null,null,null,0,0,0,0,0,0,0,0,0,0,0,0,0,0,0,0]
[null,null,null,0,0,0,0,0,0,0,0,0,0,0,0,0,0,0,0]
[null,null,null,0,0,0,0,0,0,0,0,0,0,0,0,0,0,0,0]
[null,null,null,0,0,0,0,0,0,0,0,0,0,0,0,0,0,0,0]
[null,null,null,0,0,0,0,0,0,0,0,0,0,0,0,0,0,0,0]
[null,null,null,0,0,0,0,0,0,0,0,0,0,0,0,0,0,0,0]
[null,null,null,0,0,0,0,0,0,0,0,0,0,0,0,0,0,0,0]
[null,null,null,0,0,0,0,0,0,0,0,0,0,0,0,0,0,0,{"$f":"IF(($T149-SUM($D149:$R149))<0,\"Error\",($T149-SUM($D149:$R149)))","v":0}]
[null,null,null,0,0,0,0,0,0,0,0,0,0,0,0,0,0,0,0]
[]
[]
[]
[]
[]
[]
[]
[]
[]
[]
[]
[]
[]
[]
[]
[]
[]
[]
[]
[]
[]
[]
[]
[]
[]
[]
[]
[]
[]
[]
[]
[]
[]
[]
[]
[]
[]
[]
[]
[]
[]
[]
[]
[]
[]
[]
[]
[]
[]
[]
[]
[]
[]
[]
[]
[]
[]
[]
[]
[]
[]
[]
[]
[]
[]
[]
[]
[]
[]
[]
[]
[]
[]
[]
[]
[]
[]
[]
[]
[]
[]
[]
[]
[]
[]
[]
[]
[]
[]
[]
[]
[]
[]
[]
[]
[]
[]
[]
[]
[]
[]
[]
[]
[]
[]
[]
[]
[]
[]
[]
[]
[]
[]
[]
[]
[]
[]
[]
[]
[]
[]
[]
[]
[]
[]
[]
[]
[]
[]
[]
[]
[]
[]
[]
[]
[]
[]
[]
[]
[]
[]
[]
[]
[]
[]
[]
[]
[]
[]
[]
[]
[]
[]
[]
[]
[]
[]
[]
[]
[]
[]
[]
[]
[]
[]
[]
[]
[]
[]
[]
[]
[]
[]
[]
[]
[]
[]
[]
[]
[]
[]
[]
[]
[]
[]
[]
[]
[]
[]
[]
[]
[]
[]
[]
[]
[]
[]
[]
[]
[]
[]
[]
[]
[]
[]
[]
[]
[]
[]
[]
[]
[]
[]
[]
[]
[]
[]
[]
[]
[]
[]
[]
[]
[]
[]
[]
[]
[]
[]
[]
[]
[]
[]
[]
[]
[]
[]
[]
[]
[]
[]
[]
[]
[]
[]
[]
[]
[]
[]
[]
[]
[]
[]
[]
[]
[]
[]
[]
[]
[]
[]
[]
[]
[]
[]
[]
[]
[]
[]
[]
[]
[]
[]
[]
[]
[]
[]
[]
[]
[]
[]
[]
[]
[]
[]
[]
[]
[]
[]
[]
[]
[]
[]
[]
[]
[]
[]
[]
[]
[]
[]
[]
[]
[]
[]
[]
[]
[]
[]
[]
[]
[]
[]
[]
[]
[]
[]
[]
[]
[]
[]
[]
[]
[]
[]
[]
[]
[]
[]
[]
[]
[]
[]
[]
[]
[]
[]
[]
[]
[]
[]
[]
[]
[]
[]
[]
[]
[]
[]
[]
[]
[]
[]
[]
[]
[]
[]
[]
[]
[]
[]
[]
[]
[]
[]
[]
[]
[]
[]
[]
[]
[]
[]
[]
[]
[]
[]
[]
[]
[]
[]
[]
[]
[]
[]
[]
[]
[]
[]
[]
[]
[]
[]
[]
[]
[]
[]
[]
[]
[]
[]
[]
[]
[]
[]
[]
[]
[]
[]
[]
[]
[]
[]
[]
[]
[]
[]
[]
[]
[]
[]
[]
[]
[]
[]
[]
[]
[]
[]
[]
[]
[]
[]
[]
[]
[]
[]
[]
[]
[]
[]
[]
[]
[]
[]
[]
[]
[]
[]
[]
[]
[]
[]
[]
[]
[]
[]
[]
[]
[]
[]
[]
[]
[]
[]
[]
[]
[]
[]
[]
[]
[]
[]
[]
[]
[]
[]
[]
[]
[]
[]
[]
[]
[]
[]
[]
[]
[]
[]
[]
[]
[]
[]
[]
[]
[]
[]
[]
[]
[]
[]
[]
[]
[]
[]
[]
[]
[]
[]
[]
[]
[]
[]
[]
[]
[]
[]
[]
[]
[]
[]
[]
[]
[]
[]
[]
[]
[]
[]
[]
[]
[]
[]
[]
[]
[]
[]
[]
[]
[]
[]
[]
[]
[]
[]
[]
[]
[]
[]
[]
[]
[]
[]
[]
[]
[]
[]
[]
[]
[]
[]
[]
[]
[]
[]
[]
[]
[]
[]
[]
[]
[]
[]
[]
[]
[]
[]
[]
[]
[]
[]
[]
[]
[]
[]
[]
[]
[]
[]
[]
[]
[]
[]
[]
[]
[]
[]
[]
[]
[]
[]
[]
[]
[]
[]
[]
[]
[]
[]
[]
[]
[]
[]
[]
[]
[]
[]
[]
[]
[]
[]
[]
[]
[]
[]
[]
[]
[]
[]
[]
[]
[]
[]
[]
[]
[]
[]
[]
[]
[]
[]
[]
[]
[]
[]
[]
[]
[]
[]
[]
[]
[]
[]
[]
[]
[]
[]
[]
[]
[]
[]
[]
[]
[]
[]
[]
[]
[]
[]
[]
[]
[]
[]
[]
[]
[]
[]
[]
[]
[]
[]
[]
[]
[]
[]
[]
[]
[]
[]
[]
[]
[]
[]
[]
[]
[]
[]
[]
[]
[]
[]
[]
[]
[]
[]
[]
[]
[]
[]
[]
[]
[]
[]
[]
[]
[]
[]
[]
[]
[]
[]
[]
[]
[]
[]
[]
[]
[]
[]
[]
[]
[]
[]
[]
[]
[]
[]
[]
[]
[]
[]
[]
[]
[]
[]
[]
[]
[]
[]
[]
[]
[]
[]
[]
[]
[]
[]
[]
[]
[]
[]
[]
[]
[]
[]
[]
[]
[]
[]
[]
[]
[]
[]
[]
[]
[]
[]
[]
[]
[]
[]
[]
[]
[]
[]
[]
[]
[]
[]
[]
[]
[]
[]
[]
[]
[]
[]
[]
[]
[]
[]
[]
[]
[]
[]
[]
[]
[]
[]
[]
[]
[]
[]
[]
[]
[]
[]
[]
[]
[]
[]
[]
[]
[]
[]
[]
[]
[]
[]
[]
[]
[]
[]
[]
[]
[]
[]
[]
[]
[]
[]
[]
[]
[]
[]
[]
[]
[]
[]
[null,null,null,0,0,0,0,0,0,0,0,0,0,0,0,0,0,0,{"$f":"IF(($T1000-SUM($D1000:$R1000))<0,\"Error\",($T1000-SUM($D1000:$R1000)))","v":0}]
[]
[]
[]
[]
[]
[]
[]
[]
[]
[]
[]
[]
[]
[]
[]
[]
[]
[]
[]
[]
[]
[]
[]
[]
[]
[]
[]
[]
[]
[]
[]
[]
[]
[]
[]
[]
[]
[]
[]
[]
[]
[]
[]
[]
[]
[]
[]
[]
[]
[]
[]
[]
[]
[]
[]
[]
[]
[]
[]
[]
[]
[]
[]
[]
[]
[]
[]
[]
[]
[]
[]
[]
[]
[]
[]
[]
[]
[]
[]
[]
[]
[]
[]
[]
[]
[]
[]
[]
[]
[]
[]
[]
[]
[]
[]
[]
[]
[]
[]
[]
[]
[]
[]
[]
[]
[]
[]
[]
[]
[]
[]
[]
[]
[]
[]
[]
[]
[]
[]
[]
[]
[]
[]
[]
[]
[]
[]
[]
[]
[]
[]
[]
[]
[]
[]
[]
[]
[]
[]
[]
[]
[]
[]
[]
[]
[]
[]
[]
[]
[]
[]
[]
[]
[]
[]
[]
[]
[]
[]
[]
[]
[]
[]
[]
[]
[]
[]
[]
[]
[]
[]
[]
[]
[]
[]
[]
[]
[]
[]
[]
[]
[]
[]
[]
[]
[]
[]
[]
[]
[]
[]
[]
[]
[]
[]
[]
[]
[]
[]
[]
[]
[]
[]
[]
[]
[]
[]
[]
[]
[]
[]
[]
[]
[]
[]
[]
[]
[]
[]
[]
[]
[]
[]
[]
[]
[]
[]
[]
[]
[]
[]
[]
[]
[]
[]
[]
[]
[]
[]
[]
[]
[]
[]
[]
[]
[]
[]
[]
[]
[]
[]
[]
[]
[]
[]
[]
[]
[]
[]
[]
[]
[]
[null,null,null,null,null,null,null,null,null,null,null,null,null,null,null,null,null,null,null,null,null,null,null,null,null,null,null,null,null,null,null,null,null,{"$f":"#REF!","v":{"$error":"#REF!"}},{"$f":"#REF!","v":{"$error":"#REF!"}}]
[null,null,null,null,null,null,null,null,null,null,null,null,null,null,null,null,null,null,null,null,null,null,null,null,null,null,null,null,null,null,null,null,null,{"$f":"#REF!","v":{"$error":"#REF!"}},{"$f":"#REF!","v":{"$error":"#REF!"}}]
[null,null,null,null,null,null,null,null,null,null,null,null,null,null,null,null,null,null,null,null,null,null,null,null,null,null,null,null,null,null,null,null,null,{"$f":"#REF!","v":{"$error":"#REF!"}},{"$f":"#REF!","v":{"$error":"#REF!"}}]
[null,null,null,null,null,null,null,null,null,null,null,null,null,null,null,null,null,null,null,null,null,null,null,null,null,null,null,null,null,null,null,null,null,{"$f":"#REF!","v":{"$error":"#REF!"}},{"$f":"#REF!","v":{"$error":"#REF!"}}]
[null,null,null,null,null,null,null,null,null,null,null,null,null,null,null,null,null,null,null,null,null,null,null,null,null,null,null,null,null,null,null,null,null,{"$f":"#REF!","v":{"$error":"#REF!"}},{"$f":"#REF!","v":{"$error":"#REF!"}}]
[null,null,null,null,null,null,null,null,null,null,null,null,null,null,null,null,null,null,null,null,null,null,null,null,null,null,null,null,null,null,null,null,null,{"$f":"#REF!","v":{"$error":"#REF!"}},{"$f":"#REF!","v":{"$error":"#REF!"}}]
[null,null,null,null,null,null,null,null,null,null,null,null,null,null,null,null,null,null,null,null,null,null,null,null,null,null,null,null,null,null,null,null,null,{"$f":"#REF!","v":{"$error":"#REF!"}},{"$f":"#REF!","v":{"$error":"#REF!"}}]
[null,null,null,null,null,null,null,null,null,null,null,null,null,null,null,null,null,null,null,null,null,null,null,null,null,null,null,null,null,null,null,null,null,{"$f":"#REF!","v":{"$error":"#REF!"}},{"$f":"#REF!","v":{"$error":"#REF!"}}]
[null,null,null,null,null,null,null,null,null,null,null,null,null,null,null,null,null,null,null,null,null,null,null,null,null,null,null,null,null,null,null,null,null,{"$f":"#REF!","v":{"$error":"#REF!"}},{"$f":"#REF!","v":{"$error":"#REF!"}}]
[null,null,null,null,null,null,null,null,null,null,null,null,null,null,null,null,null,null,null,null,null,null,null,null,null,null,null,null,null,null,null,null,null,{"$f":"#REF!","v":{"$error":"#REF!"}},{"$f":"#REF!","v":{"$error":"#REF!"}}]
[null,null,null,null,null,null,null,null,null,null,null,null,null,null,null,null,null,null,null,null,null,null,null,null,null,null,null,null,null,null,null,null,null,{"$f":"#REF!","v":{"$error":"#REF!"}},{"$f":"#REF!","v":{"$error":"#REF!"}}]
[null,null,null,null,null,null,null,null,null,null,null,null,null,null,null,null,null,null,null,null,null,null,null,null,null,null,null,null,null,null,null,null,null,{"$f":"#REF!","v":{"$error":"#REF!"}},{"$f":"#REF!","v":{"$error":"#REF!"}}]
[null,null,null,null,null,null,null,null,null,null,null,null,null,null,null,null,null,null,null,null,null,null,null,null,null,null,null,null,null,null,null,null,null,{"$f":"#REF!","v":{"$error":"#REF!"}},{"$f":"#REF!","v":{"$error":"#REF!"}}]
[null,null,null,null,null,null,null,null,null,null,null,null,null,null,null,null,null,null,null,null,null,null,null,null,null,null,null,null,null,null,null,null,null,{"$f":"#REF!","v":{"$error":"#REF!"}},{"$f":"#REF!","v":{"$error":"#REF!"}}]
[null,null,null,null,null,null,null,null,null,null,null,null,null,null,null,null,null,null,null,null,null,null,null,null,null,null,null,null,null,null,null,null,null,{"$f":"#REF!","v":{"$error":"#REF!"}},{"$f":"#REF!","v":{"$error":"#REF!"}}]
[null,null,null,null,null,null,null,null,null,null,null,null,null,null,null,null,null,null,null,null,null,null,null,null,null,null,null,null,null,null,null,null,null,{"$f":"#REF!","v":{"$error":"#REF!"}},{"$f":"#REF!","v":{"$error":"#REF!"}}]
[null,null,null,null,null,null,null,null,null,null,null,null,null,null,null,null,null,null,null,null,null,null,null,null,null,null,null,null,null,null,null,null,null,{"$f":"#REF!","v":{"$error":"#REF!"}},{"$f":"#REF!","v":{"$error":"#REF!"}}]
[null,null,null,null,null,null,null,null,null,null,null,null,null,null,null,null,null,null,null,null,null,null,null,null,null,null,null,null,null,null,null,null,null,{"$f":"#REF!","v":{"$error":"#REF!"}},{"$f":"#REF!","v":{"$error":"#REF!"}}]
[null,null,null,null,null,null,null,null,null,null,null,null,null,null,null,null,null,null,null,null,null,null,null,null,null,null,null,null,null,null,null,null,null,{"$f":"#REF!","v":{"$error":"#REF!"}},{"$f":"#REF!","v":{"$error":"#REF!"}}]
[null,null,null,null,null,null,null,null,null,null,null,null,null,null,null,null,null,null,null,null,null,null,null,null,null,null,null,null,null,null,null,null,null,{"$f":"#REF!","v":{"$error":"#REF!"}},{"$f":"#REF!","v":{"$error":"#REF!"}}]
[null,null,null,null,null,null,null,null,null,null,null,null,null,null,null,null,null,null,null,null,null,null,null,null,null,null,null,null,null,null,null,null,null,{"$f":"#REF!","v":{"$error":"#REF!"}},{"$f":"#REF!","v":{"$error":"#REF!"}}]
[null,null,null,null,null,null,null,null,null,null,null,null,null,null,null,null,null,null,null,null,null,null,null,null,null,null,null,null,null,null,null,null,null,{"$f":"#REF!","v":{"$error":"#REF!"}},{"$f":"#REF!","v":{"$error":"#REF!"}}]
[null,null,null,null,null,null,null,null,null,null,null,null,null,null,null,null,null,null,null,null,null,null,null,null,null,null,null,null,null,null,null,null,null,{"$f":"#REF!","v":{"$error":"#REF!"}},{"$f":"#REF!","v":{"$error":"#REF!"}}]
[null,null,null,null,null,null,null,null,null,null,null,null,null,null,null,null,null,null,null,null,null,null,null,null,null,null,null,null,null,null,null,null,null,{"$f":"#REF!","v":{"$error":"#REF!"}},{"$f":"#REF!","v":{"$error":"#REF!"}}]
[null,null,null,null,null,null,null,null,null,null,null,null,null,null,null,null,null,null,null,null,null,null,null,null,null,null,null,null,null,null,null,null,null,{"$f":"#REF!","v":{"$error":"#REF!"}},{"$f":"#REF!","v":{"$error":"#REF!"}}]
[null,null,null,null,null,null,null,null,null,null,null,null,null,null,null,null,null,null,null,null,null,null,null,null,null,null,null,null,null,null,null,null,null,{"$f":"#REF!","v":{"$error":"#REF!"}},{"$f":"#REF!","v":{"$error":"#REF!"}}]
[null,null,null,null,null,null,null,null,null,null,null,null,null,null,null,null,null,null,null,null,null,null,null,null,null,null,null,null,null,null,null,null,null,{"$f":"#REF!","v":{"$error":"#REF!"}},{"$f":"#REF!","v":{"$error":"#REF!"}}]
[null,null,null,null,null,null,null,null,null,null,null,null,null,null,null,null,null,null,null,null,null,null,null,null,null,null,null,null,null,null,null,null,null,{"$f":"#REF!","v":{"$error":"#REF!"}},{"$f":"#REF!","v":{"$error":"#REF!"}}]
[null,null,null,null,null,null,null,null,null,null,null,null,null,null,null,null,null,null,null,null,null,null,null,null,null,null,null,null,null,null,null,null,null,{"$f":"#REF!","v":{"$error":"#REF!"}},{"$f":"#REF!","v":{"$error":"#REF!"}}]
[null,null,null,null,null,null,null,null,null,null,null,null,null,null,null,null,null,null,null,null,null,null,null,null,null,null,null,null,null,null,null,null,null,{"$f":"#REF!","v":{"$error":"#REF!"}},{"$f":"#REF!","v":{"$error":"#REF!"}}]
[null,null,null,null,null,null,null,null,null,null,null,null,null,null,null,null,null,null,null,null,null,null,null,null,null,null,null,null,null,null,null,null,null,{"$f":"#REF!","v":{"$error":"#REF!"}},{"$f":"#REF!","v":{"$error":"#REF!"}}]
[null,null,null,null,null,null,null,null,null,null,null,null,null,null,null,null,null,null,null,null,null,null,null,null,null,null,null,null,null,null,null,null,null,{"$f":"#REF!","v":{"$error":"#REF!"}},{"$f":"#REF!","v":{"$error":"#REF!"}}]
[null,null,null,null,null,null,null,null,null,null,null,null,null,null,null,null,null,null,null,null,null,null,null,null,null,null,null,null,null,null,null,null,null,{"$f":"#REF!","v":{"$error":"#REF!"}},{"$f":"#REF!","v":{"$error":"#REF!"}}]
[null,null,null,null,null,null,null,null,null,null,null,null,null,null,null,null,null,null,null,null,null,null,null,null,null,null,null,null,null,null,null,null,null,{"$f":"#REF!","v":{"$error":"#REF!"}},{"$f":"#REF!","v":{"$error":"#REF!"}}]
[null,null,null,null,null,null,null,null,null,null,null,null,null,null,null,null,null,null,null,null,null,null,null,null,null,null,null,null,null,null,null,null,null,{"$f":"#REF!","v":{"$error":"#REF!"}},{"$f":"#REF!","v":{"$error":"#REF!"}}]
[null,null,null,null,null,null,null,null,null,null,null,null,null,null,null,null,null,null,null,null,null,null,null,null,null,null,null,null,null,null,null,null,null,{"$f":"#REF!","v":{"$error":"#REF!"}},{"$f":"#REF!","v":{"$error":"#REF!"}}]
[null,null,null,null,null,null,null,null,null,null,null,null,null,null,null,null,null,null,null,null,null,null,null,null,null,null,null,null,null,null,null,null,null,{"$f":"#REF!","v":{"$error":"#REF!"}},{"$f":"#REF!","v":{"$error":"#REF!"}}]
[null,null,null,null,null,null,null,null,null,null,null,null,null,null,null,null,null,null,null,null,null,null,null,null,null,null,null,null,null,null,null,null,null,{"$f":"#REF!","v":{"$error":"#REF!"}},{"$f":"#REF!","v":{"$error":"#REF!"}}]
[null,null,null,null,null,null,null,null,null,null,null,null,null,null,null,null,null,null,null,null,null,null,null,null,null,null,null,null,null,null,null,null,null,{"$f":"#REF!","v":{"$error":"#REF!"}},{"$f":"#REF!","v":{"$error":"#REF!"}}]
[null,null,null,null,null,null,null,null,null,null,null,null,null,null,null,null,null,null,null,null,null,null,null,null,null,null,null,null,null,null,null,null,null,{"$f":"#REF!","v":{"$error":"#REF!"}},{"$f":"#REF!","v":{"$error":"#REF!"}}]
[null,null,null,null,null,null,null,null,null,null,null,null,null,null,null,null,null,null,null,null,null,null,null,null,null,null,null,null,null,null,null,null,null,{"$f":"#REF!","v":{"$error":"#REF!"}},{"$f":"#REF!","v":{"$error":"#REF!"}}]
[null,null,null,null,null,null,null,null,null,null,null,null,null,null,null,null,null,null,null,null,null,null,null,null,null,null,null,null,null,null,null,null,null,{"$f":"#REF!","v":{"$error":"#REF!"}},{"$f":"#REF!","v":{"$error":"#REF!"}}]
[null,null,null,null,null,null,null,null,null,null,null,null,null,null,null,null,null,null,null,null,null,null,null,null,null,null,null,null,null,null,null,null,null,{"$f":"#REF!","v":{"$error":"#REF!"}},{"$f":"#REF!","v":{"$error":"#REF!"}}]
[null,null,null,null,null,null,null,null,null,null,null,null,null,null,null,null,null,null,null,null,null,null,null,null,null,null,null,null,null,null,null,null,null,{"$f":"#REF!","v":{"$error":"#REF!"}},{"$f":"#REF!","v":{"$error":"#REF!"}}]
[null,null,null,null,null,null,null,null,null,null,null,null,null,null,null,null,null,null,null,null,null,null,null,null,null,null,null,null,null,null,null,null,null,{"$f":"#REF!","v":{"$error":"#REF!"}},{"$f":"#REF!","v":{"$error":"#REF!"}}]
[null,null,null,null,null,null,null,null,null,null,null,null,null,null,null,null,null,null,null,null,null,null,null,null,null,null,null,null,null,null,null,null,null,{"$f":"#REF!","v":{"$error":"#REF!"}},{"$f":"#REF!","v":{"$error":"#REF!"}}]
[null,null,null,null,null,null,null,null,null,null,null,null,null,null,null,null,null,null,null,null,null,null,null,null,null,null,null,null,null,null,null,null,null,{"$f":"#REF!","v":{"$error":"#REF!"}},{"$f":"#REF!","v":{"$error":"#REF!"}}]
[null,null,null,null,null,null,null,null,null,null,null,null,null,null,null,null,null,null,null,null,null,null,null,null,null,null,null,null,null,null,null,null,null,{"$f":"#REF!","v":{"$error":"#REF!"}},{"$f":"#REF!","v":{"$error":"#REF!"}}]
[null,null,null,null,null,null,null,null,null,null,null,null,null,null,null,null,null,null,null,null,null,null,null,null,null,null,null,null,null,null,null,null,null,{"$f":"#REF!","v":{"$error":"#REF!"}},{"$f":"#REF!","v":{"$error":"#REF!"}}]
[null,null,null,null,null,null,null,null,null,null,null,null,null,null,null,null,null,null,null,null,null,null,null,null,null,null,null,null,null,null,null,null,null,{"$f":"#REF!","v":{"$error":"#REF!"}},{"$f":"#REF!","v":{"$error":"#REF!"}}]
[]
[null,null,null,null,null,null,null,null,null,null,null,null,null,null,null,null,null,null,null,null,null,null,null,null,null,null,null,null,null,null,null,null,null,{"$f":"#REF!","v":{"$error":"#REF!"}},{"$f":"#REF!","v":{"$error":"#REF!"}}]
[null,null,null,null,null,null,null,null,null,null,null,null,null,null,null,null,null,null,null,null,null,null,null,null,null,null,null,null,null,null,null,null,null,{"$f":"#REF!","v":{"$error":"#REF!"}},{"$f":"#REF!","v":{"$error":"#REF!"}}]
[null,null,null,null,null,null,null,null,null,null,null,null,null,null,null,null,null,null,null,null,null,null,null,null,null,null,null,null,null,null,null,null,null,{"$f":"#REF!","v":{"$error":"#REF!"}},{"$f":"#REF!","v":{"$error":"#REF!"}}]
[null,null,null,null,null,null,null,null,null,null,null,null,null,null,null,null,null,null,null,null,null,null,null,null,null,null,null,null,null,null,null,null,null,{"$f":"#REF!","v":{"$error":"#REF!"}},{"$f":"#REF!","v":{"$error":"#REF!"}}]
[null,null,null,null,null,null,null,null,null,null,null,null,null,null,null,null,null,null,null,null,null,null,null,null,null,null,null,null,null,null,null,null,null,{"$f":"#REF!","v":{"$error":"#REF!"}},{"$f":"#REF!","v":{"$error":"#REF!"}}]
[null,null,null,null,null,null,null,null,null,null,null,null,null,null,null,null,null,null,null,null,null,null,null,null,null,null,null,null,null,null,null,null,null,{"$f":"#REF!","v":{"$error":"#REF!"}},{"$f":"#REF!","v":{"$error":"#REF!"}}]
[null,null,null,null,null,null,null,null,null,null,null,null,null,null,null,null,null,null,null,null,null,null,null,null,null,null,null,null,null,null,null,null,null,{"$f":"#REF!","v":{"$error":"#REF!"}},{"$f":"#REF!","v":{"$error":"#REF!"}}]
[null,null,null,null,null,null,null,null,null,null,null,null,null,null,null,null,null,null,null,null,null,null,null,null,null,null,null,null,null,null,null,null,null,{"$f":"#REF!","v":{"$error":"#REF!"}},{"$f":"#REF!","v":{"$error":"#REF!"}}]
[null,null,null,null,null,null,null,null,null,null,null,null,null,null,null,null,null,null,null,null,null,null,null,null,null,null,null,null,null,null,null,null,null,{"$f":"#REF!","v":{"$error":"#REF!"}},{"$f":"#REF!","v":{"$error":"#REF!"}}]
[null,null,null,null,null,null,null,null,null,null,null,null,null,null,null,null,null,null,null,null,null,null,null,null,null,null,null,null,null,null,null,null,null,{"$f":"#REF!","v":{"$error":"#REF!"}},{"$f":"#REF!","v":{"$error":"#REF!"}}]
[null,null,null,null,null,null,null,null,null,null,null,null,null,null,null,null,null,null,null,null,null,null,null,null,null,null,null,null,null,null,null,null,null,{"$f":"#REF!","v":{"$error":"#REF!"}},{"$f":"#REF!","v":{"$error":"#REF!"}}]
[null,null,null,null,null,null,null,null,null,null,null,null,null,null,null,null,null,null,null,null,null,null,null,null,null,null,null,null,null,null,null,null,null,{"$f":"#REF!","v":{"$error":"#REF!"}},{"$f":"#REF!","v":{"$error":"#REF!"}}]
[null,null,null,null,null,null,null,null,null,null,null,null,null,null,null,null,null,null,null,null,null,null,null,null,null,null,null,null,null,null,null,null,null,{"$f":"#REF!","v":{"$error":"#REF!"}},{"$f":"#REF!","v":{"$error":"#REF!"}}]
[null,null,null,null,null,null,null,null,null,null,null,null,null,null,null,null,null,null,null,null,null,null,null,null,null,null,null,null,null,null,null,null,null,{"$f":"#REF!","v":{"$error":"#REF!"}},{"$f":"#REF!","v":{"$error":"#REF!"}}]
[null,null,null,null,null,null,null,null,null,null,null,null,null,null,null,null,null,null,null,null,null,null,null,null,null,null,null,null,null,null,null,null,null,{"$f":"#REF!","v":{"$error":"#REF!"}},{"$f":"#REF!","v":{"$error":"#REF!"}}]
[null,null,null,null,null,null,null,null,null,null,null,null,null,null,null,null,null,null,null,null,null,null,null,null,null,null,null,null,null,null,null,null,null,{"$f":"#REF!","v":{"$error":"#REF!"}},{"$f":"#REF!","v":{"$error":"#REF!"}}]
[null,null,null,null,null,null,null,null,null,null,null,null,null,null,null,null,null,null,null,null,null,null,null,null,null,null,null,null,null,null,null,null,null,{"$f":"#REF!","v":{"$error":"#REF!"}},{"$f":"#REF!","v":{"$error":"#REF!"}}]
[null,null,null,null,null,null,null,null,null,null,null,null,null,null,null,null,null,null,null,null,null,null,null,null,null,null,null,null,null,null,null,null,null,{"$f":"#REF!","v":{"$error":"#REF!"}},{"$f":"#REF!","v":{"$error":"#REF!"}}]
[null,null,null,null,null,null,null,null,null,null,null,null,null,null,null,null,null,null,null,null,null,null,null,null,null,null,null,null,null,null,null,null,null,{"$f":"#REF!","v":{"$error":"#REF!"}},{"$f":"#REF!","v":{"$error":"#REF!"}}]
[null,null,null,null,null,null,null,null,null,null,null,null,null,null,null,null,null,null,null,null,null,null,null,null,null,null,null,null,null,null,null,null,null,{"$f":"#REF!","v":{"$error":"#REF!"}},{"$f":"#REF!","v":{"$error":"#REF!"}}]
[null,null,null,null,null,null,null,null,null,null,null,null,null,null,null,null,null,null,null,null,null,null,null,null,null,null,null,null,null,null,null,null,null,{"$f":"#REF!","v":{"$error":"#REF!"}},{"$f":"#REF!","v":{"$error":"#REF!"}}]
[null,null,null,null,null,null,null,null,null,null,null,null,null,null,null,null,null,null,null,null,null,null,null,null,null,null,null,null,null,null,null,null,null,{"$f":"#REF!","v":{"$error":"#REF!"}},{"$f":"#REF!","v":{"$error":"#REF!"}}]
[null,null,null,null,null,null,null,null,null,null,null,null,null,null,null,null,null,null,null,null,null,null,null,null,null,null,null,null,null,null,null,null,null,{"$f":"#REF!","v":{"$error":"#REF!"}},{"$f":"#REF!","v":{"$error":"#REF!"}}]
[null,null,null,null,null,null,null,null,null,null,null,null,null,null,null,null,null,null,null,null,null,null,null,null,null,null,null,null,null,null,null,null,null,{"$f":"#REF!","v":{"$error":"#REF!"}},{"$f":"#REF!","v":{"$error":"#REF!"}}]
[null,null,null,null,null,null,null,null,null,null,null,null,null,null,null,null,null,null,null,null,null,null,null,null,null,null,null,null,null,null,null,null,null,{"$f":"#REF!","v":{"$error":"#REF!"}},{"$f":"#REF!","v":{"$error":"#REF!"}}]
[null,null,null,null,null,null,null,null,null,null,null,null,null,null,null,null,null,null,null,null,null,null,null,null,null,null,null,null,null,null,null,null,null,{"$f":"#REF!","v":{"$error":"#REF!"}},{"$f":"#REF!","v":{"$error":"#REF!"}}]
[null,null,null,null,null,null,null,null,null,null,null,null,null,null,null,null,null,null,null,null,null,null,null,null,null,null,null,null,null,null,null,null,null,{"$f":"#REF!","v":{"$error":"#REF!"}},{"$f":"#REF!","v":{"$error":"#REF!"}}]
[null,null,null,null,null,null,null,null,null,null,null,null,null,null,null,null,null,null,null,null,null,null,null,null,null,null,null,null,null,null,null,null,null,{"$f":"#REF!","v":{"$error":"#REF!"}},{"$f":"#REF!","v":{"$error":"#REF!"}}]
[null,null,null,null,null,null,null,null,null,null,null,null,null,null,null,null,null,null,null,null,null,null,null,null,null,null,null,null,null,null,null,null,null,{"$f":"#REF!","v":{"$error":"#REF!"}},{"$f":"#REF!","v":{"$error":"#REF!"}}]
[null,null,null,null,null,null,null,null,null,null,null,null,null,null,null,null,null,null,null,null,null,null,null,null,null,null,null,null,null,null,null,null,null,{"$f":"#REF!","v":{"$error":"#REF!"}},{"$f":"#REF!","v":{"$error":"#REF!"}}]
[null,null,null,null,null,null,null,null,null,null,null,null,null,null,null,null,null,null,null,null,null,null,null,null,null,null,null,null,null,null,null,null,null,{"$f":"#REF!","v":{"$error":"#REF!"}},{"$f":"#REF!","v":{"$error":"#REF!"}}]
[null,null,null,null,null,null,null,null,null,null,null,null,null,null,null,null,null,null,null,null,null,null,null,null,null,null,null,null,null,null,null,null,null,{"$f":"#REF!","v":{"$error":"#REF!"}},{"$f":"#REF!","v":{"$error":"#REF!"}}]
[null,null,null,null,null,null,null,null,null,null,null,null,null,null,null,null,null,null,null,null,null,null,null,null,null,null,null,null,null,null,null,null,null,{"$f":"#REF!","v":{"$error":"#REF!"}},{"$f":"#REF!","v":{"$error":"#REF!"}}]
[null,null,null,null,null,null,null,null,null,null,null,null,null,null,null,null,null,null,null,null,null,null,null,null,null,null,null,null,null,null,null,null,null,{"$f":"#REF!","v":{"$error":"#REF!"}},{"$f":"#REF!","v":{"$error":"#REF!"}}]
[null,null,null,null,null,null,null,null,null,null,null,null,null,null,null,null,null,null,null,null,null,null,null,null,null,null,null,null,null,null,null,null,null,{"$f":"#REF!","v":{"$error":"#REF!"}},{"$f":"#REF!","v":{"$error":"#REF!"}}]
[null,null,null,null,null,null,null,null,null,null,null,null,null,null,null,null,null,null,null,null,null,null,null,null,null,null,null,null,null,null,null,null,null,{"$f":"#REF!","v":{"$error":"#REF!"}},{"$f":"#REF!","v":{"$error":"#REF!"}}]
[null,null,null,null,null,null,null,null,null,null,null,null,null,null,null,null,null,null,null,null,null,null,null,null,null,null,null,null,null,null,null,null,null,{"$f":"#REF!","v":{"$error":"#REF!"}},{"$f":"#REF!","v":{"$error":"#REF!"}}]
[null,null,null,null,null,null,null,null,null,null,null,null,null,null,null,null,null,null,null,null,null,null,null,null,null,null,null,null,null,null,null,null,null,{"$f":"#REF!","v":{"$error":"#REF!"}},{"$f":"#REF!","v":{"$error":"#REF!"}}]
[null,null,null,null,null,null,null,null,null,null,null,null,null,null,null,null,null,null,null,null,null,null,null,null,null,null,null,null,null,null,null,null,null,{"$f":"#REF!","v":{"$error":"#REF!"}},{"$f":"#REF!","v":{"$error":"#REF!"}}]
[null,null,null,null,null,null,null,null,null,null,null,null,null,null,null,null,null,null,null,null,null,null,null,null,null,null,null,null,null,null,null,null,null,{"$f":"#REF!","v":{"$error":"#REF!"}},{"$f":"#REF!","v":{"$error":"#REF!"}}]
[null,null,null,null,null,null,null,null,null,null,null,null,null,null,null,null,null,null,null,null,null,null,null,null,null,null,null,null,null,null,null,null,null,{"$f":"#REF!","v":{"$error":"#REF!"}},{"$f":"#REF!","v":{"$error":"#REF!"}}]
[null,null,null,null,null,null,null,null,null,null,null,null,null,null,null,null,null,null,null,null,null,null,null,null,null,null,null,null,null,null,null,null,null,{"$f":"#REF!","v":{"$error":"#REF!"}},{"$f":"#REF!","v":{"$error":"#REF!"}}]
[null,null,null,null,null,null,null,null,null,null,null,null,null,null,null,null,null,null,null,null,null,null,null,null,null,null,null,null,null,null,null,null,null,{"$f":"#REF!","v":{"$error":"#REF!"}},{"$f":"#REF!","v":{"$error":"#REF!"}}]
[null,null,null,null,null,null,null,null,null,null,null,null,null,null,null,null,null,null,null,null,null,null,null,null,null,null,null,null,null,null,null,null,null,{"$f":"#REF!","v":{"$error":"#REF!"}},{"$f":"#REF!","v":{"$error":"#REF!"}}]
[null,null,null,null,null,null,null,null,null,null,null,null,null,null,null,null,null,null,null,null,null,null,null,null,null,null,null,null,null,null,null,null,null,{"$f":"#REF!","v":{"$error":"#REF!"}},{"$f":"#REF!","v":{"$error":"#REF!"}}]
[null,null,null,null,null,null,null,null,null,null,null,null,null,null,null,null,null,null,null,null,null,null,null,null,null,null,null,null,null,null,null,null,null,{"$f":"#REF!","v":{"$error":"#REF!"}},{"$f":"#REF!","v":{"$error":"#REF!"}}]
[null,null,null,null,null,null,null,null,null,null,null,null,null,null,null,null,null,null,null,null,null,null,null,null,null,null,null,null,null,null,null,null,null,{"$f":"#REF!","v":{"$error":"#REF!"}},{"$f":"#REF!","v":{"$error":"#REF!"}}]
[null,null,null,null,null,null,null,null,null,null,null,null,null,null,null,null,null,null,null,null,null,null,null,null,null,null,null,null,null,null,null,null,null,{"$f":"#REF!","v":{"$error":"#REF!"}},{"$f":"#REF!","v":{"$error":"#REF!"}}]
[null,null,null,null,null,null,null,null,null,null,null,null,null,null,null,null,null,null,null,null,null,null,null,null,null,null,null,null,null,null,null,null,null,{"$f":"#REF!","v":{"$error":"#REF!"}},{"$f":"#REF!","v":{"$error":"#REF!"}}]
[null,null,null,null,null,null,null,null,null,null,null,null,null,null,null,null,null,null,null,null,null,null,null,null,null,null,null,null,null,null,null,null,null,{"$f":"#REF!","v":{"$error":"#REF!"}},{"$f":"#REF!","v":{"$error":"#REF!"}}]
[]
[null,null,null,null,null,null,null,null,null,null,null,null,null,null,null,null,null,null,null,null,null,null,null,null,null,null,null,null,null,null,null,null,null,{"$f":"#REF!","v":{"$error":"#REF!"}},{"$f":"#REF!","v":{"$error":"#REF!"}}]
[null,null,null,null,null,null,null,null,null,null,null,null,null,null,null,null,null,null,null,null,null,null,null,null,null,null,null,null,null,null,null,null,null,{"$f":"#REF!","v":{"$error":"#REF!"}},{"$f":"#REF!","v":{"$error":"#REF!"}}]
[null,null,null,null,null,null,null,null,null,null,null,null,null,null,null,null,null,null,null,null,null,null,null,null,null,null,null,null,null,null,null,null,null,{"$f":"#REF!","v":{"$error":"#REF!"}},{"$f":"#REF!","v":{"$error":"#REF!"}}]
[null,null,null,null,null,null,null,null,null,null,null,null,null,null,null,null,null,null,null,null,null,null,null,null,null,null,null,null,null,null,null,null,null,{"$f":"#REF!","v":{"$error":"#REF!"}},{"$f":"#REF!","v":{"$error":"#REF!"}}]
[null,null,null,null,null,null,null,null,null,null,null,null,null,null,null,null,null,null,null,null,null,null,null,null,null,null,null,null,null,null,null,null,null,{"$f":"#REF!","v":{"$error":"#REF!"}},{"$f":"#REF!","v":{"$error":"#REF!"}}]
[null,null,null,null,null,null,null,null,null,null,null,null,null,null,null,null,null,null,null,null,null,null,null,null,null,null,null,null,null,null,null,null,null,{"$f":"#REF!","v":{"$error":"#REF!"}},{"$f":"#REF!","v":{"$error":"#REF!"}}]
[null,null,null,null,null,null,null,null,null,null,null,null,null,null,null,null,null,null,null,null,null,null,null,null,null,null,null,null,null,null,null,null,null,{"$f":"#REF!","v":{"$error":"#REF!"}},{"$f":"#REF!","v":{"$error":"#REF!"}}]
[null,null,null,null,null,null,null,null,null,null,null,null,null,null,null,null,null,null,null,null,null,null,null,null,null,null,null,null,null,null,null,null,null,{"$f":"#REF!","v":{"$error":"#REF!"}},{"$f":"#REF!","v":{"$error":"#REF!"}}]
[null,null,null,null,null,null,null,null,null,null,null,null,null,null,null,null,null,null,null,null,null,null,null,null,null,null,null,null,null,null,null,null,null,{"$f":"#REF!","v":{"$error":"#REF!"}},{"$f":"#REF!","v":{"$error":"#REF!"}}]
[null,null,null,null,null,null,null,null,null,null,null,null,null,null,null,null,null,null,null,null,null,null,null,null,null,null,null,null,null,null,null,null,null,{"$f":"#REF!","v":{"$error":"#REF!"}},{"$f":"#REF!","v":{"$error":"#REF!"}}]
[null,null,null,null,null,null,null,null,null,null,null,null,null,null,null,null,null,null,null,null,null,null,null,null,null,null,null,null,null,null,null,null,null,{"$f":"#REF!","v":{"$error":"#REF!"}},{"$f":"#REF!","v":{"$error":"#REF!"}}]
[null,null,null,null,null,null,null,null,null,null,null,null,null,null,null,null,null,null,null,null,null,null,null,null,null,null,null,null,null,null,null,null,null,{"$f":"#REF!","v":{"$error":"#REF!"}},{"$f":"#REF!","v":{"$error":"#REF!"}}]
[null,null,null,null,null,null,null,null,null,null,null,null,null,null,null,null,null,null,null,null,null,null,null,null,null,null,null,null,null,null,null,null,null,{"$f":"#REF!","v":{"$error":"#REF!"}},{"$f":"#REF!","v":{"$error":"#REF!"}}]
[null,null,null,null,null,null,null,null,null,null,null,null,null,null,null,null,null,null,null,null,null,null,null,null,null,null,null,null,null,null,null,null,null,{"$f":"#REF!","v":{"$error":"#REF!"}},{"$f":"#REF!","v":{"$error":"#REF!"}}]
[null,null,null,null,null,null,null,null,null,null,null,null,null,null,null,null,null,null,null,null,null,null,null,null,null,null,null,null,null,null,null,null,null,{"$f":"#REF!","v":{"$error":"#REF!"}},{"$f":"#REF!","v":{"$error":"#REF!"}}]
[null,null,null,null,null,null,null,null,null,null,null,null,null,null,null,null,null,null,null,null,null,null,null,null,null,null,null,null,null,null,null,null,null,{"$f":"#REF!","v":{"$error":"#REF!"}},{"$f":"#REF!","v":{"$error":"#REF!"}}]
[null,null,null,null,null,null,null,null,null,null,null,null,null,null,null,null,null,null,null,null,null,null,null,null,null,null,null,null,null,null,null,null,null,{"$f":"#REF!","v":{"$error":"#REF!"}},{"$f":"#REF!","v":{"$error":"#REF!"}}]
[null,null,null,null,null,null,null,null,null,null,null,null,null,null,null,null,null,null,null,null,null,null,null,null,null,null,null,null,null,null,null,null,null,{"$f":"#REF!","v":{"$error":"#REF!"}},{"$f":"#REF!","v":{"$error":"#REF!"}}]
[null,null,null,null,null,null,null,null,null,null,null,null,null,null,null,null,null,null,null,null,null,null,null,null,null,null,null,null,null,null,null,null,null,{"$f":"#REF!","v":{"$error":"#REF!"}},{"$f":"#REF!","v":{"$error":"#REF!"}}]
[null,null,null,null,null,null,null,null,null,null,null,null,null,null,null,null,null,null,null,null,null,null,null,null,null,null,null,null,null,null,null,null,null,{"$f":"#REF!","v":{"$error":"#REF!"}},{"$f":"#REF!","v":{"$error":"#REF!"}}]
[null,null,null,null,null,null,null,null,null,null,null,null,null,null,null,null,null,null,null,null,null,null,null,null,null,null,null,null,null,null,null,null,null,{"$f":"#REF!","v":{"$error":"#REF!"}},{"$f":"#REF!","v":{"$error":"#REF!"}}]
[null,null,null,null,null,null,null,null,null,null,null,null,null,null,null,null,null,null,null,null,null,null,null,null,null,null,null,null,null,null,null,null,null,{"$f":"#REF!","v":{"$error":"#REF!"}},{"$f":"#REF!","v":{"$error":"#REF!"}}]
[null,null,null,null,null,null,null,null,null,null,null,null,null,null,null,null,null,null,null,null,null,null,null,null,null,null,null,null,null,null,null,null,null,{"$f":"#REF!","v":{"$error":"#REF!"}},{"$f":"#REF!","v":{"$error":"#REF!"}}]
[null,null,null,null,null,null,null,null,null,null,null,null,null,null,null,null,null,null,null,null,null,null,null,null,null,null,null,null,null,null,null,null,null,{"$f":"#REF!","v":{"$error":"#REF!"}},{"$f":"#REF!","v":{"$error":"#REF!"}}]
[null,null,null,null,null,null,null,null,null,null,null,null,null,null,null,null,null,null,null,null,null,null,null,null,null,null,null,null,null,null,null,null,null,{"$f":"#REF!","v":{"$error":"#REF!"}},{"$f":"#REF!","v":{"$error":"#REF!"}}]
[null,null,null,null,null,null,null,null,null,null,null,null,null,null,null,null,null,null,null,null,null,null,null,null,null,null,null,null,null,null,null,null,null,{"$f":"#REF!","v":{"$error":"#REF!"}},{"$f":"#REF!","v":{"$error":"#REF!"}}]
[null,null,null,null,null,null,null,null,null,null,null,null,null,null,null,null,null,null,null,null,null,null,null,null,null,null,null,null,null,null,null,null,null,{"$f":"#REF!","v":{"$error":"#REF!"}},{"$f":"#REF!","v":{"$error":"#REF!"}}]
[null,null,null,null,null,null,null,null,null,null,null,null,null,null,null,null,null,null,null,null,null,null,null,null,null,null,null,null,null,null,null,null,null,{"$f":"#REF!","v":{"$error":"#REF!"}},{"$f":"#REF!","v":{"$error":"#REF!"}}]
[null,null,null,null,null,null,null,null,null,null,null,null,null,null,null,null,null,null,null,null,null,null,null,null,null,null,null,null,null,null,null,null,null,{"$f":"#REF!","v":{"$error":"#REF!"}},{"$f":"#REF!","v":{"$error":"#REF!"}}]
[null,null,null,null,null,null,null,null,null,null,null,null,null,null,null,null,null,null,null,null,null,null,null,null,null,null,null,null,null,null,null,null,null,{"$f":"#REF!","v":{"$error":"#REF!"}},{"$f":"#REF!","v":{"$error":"#REF!"}}]
[null,null,null,null,null,null,null,null,null,null,null,null,null,null,null,null,null,null,null,null,null,null,null,null,null,null,null,null,null,null,null,null,null,{"$f":"#REF!","v":{"$error":"#REF!"}},{"$f":"#REF!","v":{"$error":"#REF!"}}]
[null,null,null,null,null,null,null,null,null,null,null,null,null,null,null,null,null,null,null,null,null,null,null,null,null,null,null,null,null,null,null,null,null,{"$f":"#REF!","v":{"$error":"#REF!"}},{"$f":"#REF!","v":{"$error":"#REF!"}}]
[null,null,null,null,null,null,null,null,null,null,null,null,null,null,null,null,null,null,null,null,null,null,null,null,null,null,null,null,null,null,null,null,null,{"$f":"#REF!","v":{"$error":"#REF!"}},{"$f":"#REF!","v":{"$error":"#REF!"}}]
[null,null,null,null,null,null,null,null,null,null,null,null,null,null,null,null,null,null,null,null,null,null,null,null,null,null,null,null,null,null,null,null,null,{"$f":"#REF!","v":{"$error":"#REF!"}},{"$f":"#REF!","v":{"$error":"#REF!"}}]
[null,null,null,null,null,null,null,null,null,null,null,null,null,null,null,null,null,null,null,null,null,null,null,null,null,null,null,null,null,null,null,null,null,{"$f":"#REF!","v":{"$error":"#REF!"}},{"$f":"#REF!","v":{"$error":"#REF!"}}]
[null,null,null,null,null,null,null,null,null,null,null,null,null,null,null,null,null,null,null,null,null,null,null,null,null,null,null,null,null,null,null,null,null,{"$f":"#REF!","v":{"$error":"#REF!"}},{"$f":"#REF!","v":{"$error":"#REF!"}}]
[null,null,null,null,null,null,null,null,null,null,null,null,null,null,null,null,null,null,null,null,null,null,null,null,null,null,null,null,null,null,null,null,null,{"$f":"#REF!","v":{"$error":"#REF!"}},{"$f":"#REF!","v":{"$error":"#REF!"}}]
[null,null,null,null,null,null,null,null,null,null,null,null,null,null,null,null,null,null,null,null,null,null,null,null,null,null,null,null,null,null,null,null,null,{"$f":"#REF!","v":{"$error":"#REF!"}},{"$f":"#REF!","v":{"$error":"#REF!"}}]
[null,null,null,null,null,null,null,null,null,null,null,null,null,null,null,null,null,null,null,null,null,null,null,null,null,null,null,null,null,null,null,null,null,{"$f":"#REF!","v":{"$error":"#REF!"}},{"$f":"#REF!","v":{"$error":"#REF!"}}]
[null,null,null,null,null,null,null,null,null,null,null,null,null,null,null,null,null,null,null,null,null,null,null,null,null,null,null,null,null,null,null,null,null,{"$f":"#REF!","v":{"$error":"#REF!"}},{"$f":"#REF!","v":{"$error":"#REF!"}}]
[null,null,null,null,null,null,null,null,null,null,null,null,null,null,null,null,null,null,null,null,null,null,null,null,null,null,null,null,null,null,null,null,null,{"$f":"#REF!","v":{"$error":"#REF!"}},{"$f":"#REF!","v":{"$error":"#REF!"}}]
[null,null,null,null,null,null,null,null,null,null,null,null,null,null,null,null,null,null,null,null,null,null,null,null,null,null,null,null,null,null,null,null,null,{"$f":"#REF!","v":{"$error":"#REF!"}},{"$f":"#REF!","v":{"$error":"#REF!"}}]
[null,null,null,null,null,null,null,null,null,null,null,null,null,null,null,null,null,null,null,null,null,null,null,null,null,null,null,null,null,null,null,null,null,{"$f":"#REF!","v":{"$error":"#REF!"}},{"$f":"#REF!","v":{"$error":"#REF!"}}]
[null,null,null,null,null,null,null,null,null,null,null,null,null,null,null,null,null,null,null,null,null,null,null,null,null,null,null,null,null,null,null,null,null,{"$f":"#REF!","v":{"$error":"#REF!"}},{"$f":"#REF!","v":{"$error":"#REF!"}}]
[null,null,null,null,null,null,null,null,null,null,null,null,null,null,null,null,null,null,null,null,null,null,null,null,null,null,null,null,null,null,null,null,null,{"$f":"#REF!","v":{"$error":"#REF!"}},{"$f":"#REF!","v":{"$error":"#REF!"}}]
[null,null,null,null,null,null,null,null,null,null,null,null,null,null,null,null,null,null,null,null,null,null,null,null,null,null,null,null,null,null,null,null,null,{"$f":"#REF!","v":{"$error":"#REF!"}},{"$f":"#REF!","v":{"$error":"#REF!"}}]
[null,null,null,null,null,null,null,null,null,null,null,null,null,null,null,null,null,null,null,null,null,null,null,null,null,null,null,null,null,null,null,null,null,{"$f":"#REF!","v":{"$error":"#REF!"}},{"$f":"#REF!","v":{"$error":"#REF!"}}]
[null,null,null,null,null,null,null,null,null,null,null,null,null,null,null,null,null,null,null,null,null,null,null,null,null,null,null,null,null,null,null,null,null,{"$f":"#REF!","v":{"$error":"#REF!"}},{"$f":"#REF!","v":{"$error":"#REF!"}}]
[null,null,null,null,null,null,null,null,null,null,null,null,null,null,null,null,null,null,null,null,null,null,null,null,null,null,null,null,null,null,null,null,null,{"$f":"#REF!","v":{"$error":"#REF!"}},{"$f":"#REF!","v":{"$error":"#REF!"}}]
[null,null,null,null,null,null,null,null,null,null,null,null,null,null,null,null,null,null,null,null,null,null,null,null,null,null,null,null,null,null,null,null,null,{"$f":"#REF!","v":{"$error":"#REF!"}},{"$f":"#REF!","v":{"$error":"#REF!"}}]
[null,null,null,null,null,null,null,null,null,null,null,null,null,null,null,null,null,null,null,null,null,null,null,null,null,null,"EQUIPMENT CONNECTED TO AUX POWER"]
[null,null,null,null,null,null,null,null,null,null,null,null,null,null,null,null,null,null,null,null,null,null,null,null,null,null,null,null,null,null,null,null,null,{"$f":"#REF!","v":{"$error":"#REF!"}},{"$f":"#REF!","v":{"$error":"#REF!"}}]
[null,null,null,null,null,null,null,null,null,null,null,null,null,null,null,null,null,null,null,null,null,null,null,null,null,null,null,null,null,null,null,null,null,{"$f":"#REF!","v":{"$error":"#REF!"}},{"$f":"#REF!","v":{"$error":"#REF!"}}]
[null,null,null,null,null,null,null,null,null,null,null,null,null,null,null,null,null,null,null,null,null,null,null,null,null,null,null,null,null,null,null,null,null,{"$f":"#REF!","v":{"$error":"#REF!"}},{"$f":"#REF!","v":{"$error":"#REF!"}}]
[null,null,null,null,null,null,null,null,null,null,null,null,null,null,null,null,null,null,null,null,null,null,null,null,null,null,null,null,null,null,null,null,null,{"$f":"#REF!","v":{"$error":"#REF!"}},{"$f":"#REF!","v":{"$error":"#REF!"}}]
[null,null,null,null,null,null,null,null,null,null,null,null,null,null,null,null,null,null,null,null,null,null,null,null,null,null,null,null,null,null,null,null,null,{"$f":"#REF!","v":{"$error":"#REF!"}},{"$f":"#REF!","v":{"$error":"#REF!"}}]
[null,null,null,null,null,null,null,null,null,null,null,null,null,null,null,null,null,null,null,null,null,null,null,null,null,null,null,null,null,null,null,null,null,{"$f":"#REF!","v":{"$error":"#REF!"}},{"$f":"#REF!","v":{"$error":"#REF!"}}]
[null,null,null,null,null,null,null,null,null,null,null,null,null,null,null,null,null,null,null,null,null,null,null,null,null,null,null,null,null,null,null,null,null,{"$f":"#REF!","v":{"$error":"#REF!"}},{"$f":"#REF!","v":{"$error":"#REF!"}}]
[null,null,null,null,null,null,null,null,null,null,null,null,null,null,null,null,null,null,null,null,null,null,null,null,null,null,null,null,null,null,null,null,null,{"$f":"#REF!","v":{"$error":"#REF!"}},{"$f":"#REF!","v":{"$error":"#REF!"}}]
[null,null,null,null,null,null,null,null,null,null,null,null,null,null,null,null,null,null,null,null,null,null,null,null,null,null,null,null,null,null,null,null,null,{"$f":"#REF!","v":{"$error":"#REF!"}},{"$f":"#REF!","v":{"$error":"#REF!"}}]
[null,null,null,null,null,null,null,null,null,null,null,null,null,null,null,null,null,null,null,null,null,null,null,null,null,null,null,null,null,null,null,null,null,{"$f":"#REF!","v":{"$error":"#REF!"}},{"$f":"#REF!","v":{"$error":"#REF!"}}]
[null,null,null,null,null,null,null,null,null,null,null,null,null,null,null,null,null,null,null,null,null,null,null,null,null,null,null,null,null,null,null,null,null,{"$f":"#REF!","v":{"$error":"#REF!"}},{"$f":"#REF!","v":{"$error":"#REF!"}}]
[null,null,null,null,null,null,null,null,null,null,null,null,null,null,null,null,null,null,null,null,null,null,null,null,null,null,null,null,null,null,null,null,null,{"$f":"#REF!","v":{"$error":"#REF!"}},{"$f":"#REF!","v":{"$error":"#REF!"}}]
[null,null,null,null,null,null,null,null,null,null,null,null,null,null,null,null,null,null,null,null,null,null,null,null,null,null,null,null,null,null,null,null,null,{"$f":"#REF!","v":{"$error":"#REF!"}},{"$f":"#REF!","v":{"$error":"#REF!"}}]
[null,null,null,null,null,null,null,null,null,null,null,null,null,null,null,null,null,null,null,null,null,null,null,null,null,null,null,null,null,null,null,null,null,{"$f":"#REF!","v":{"$error":"#REF!"}},{"$f":"#REF!","v":{"$error":"#REF!"}}]
[null,null,null,null,null,null,null,null,null,null,null,null,null,null,null,null,null,null,null,null,null,null,null,null,null,null,null,null,null,null,null,null,null,{"$f":"#REF!","v":{"$error":"#REF!"}},{"$f":"#REF!","v":{"$error":"#REF!"}}]
[null,null,null,null,null,null,null,null,null,null,null,null,null,null,null,null,null,null,null,null,null,null,null,null,null,null,null,null,null,null,null,null,null,{"$f":"#REF!","v":{"$error":"#REF!"}},{"$f":"#REF!","v":{"$error":"#REF!"}}]
[null,null,null,null,null,null,null,null,null,null,null,null,null,null,null,null,null,null,null,null,null,null,null,null,null,null,null,null,null,null,null,null,null,{"$f":"#REF!","v":{"$error":"#REF!"}},{"$f":"#REF!","v":{"$error":"#REF!"}}]
[null,null,null,null,null,null,null,null,null,null,null,null,null,null,null,null,null,null,null,null,null,null,null,null,null,null,null,null,null,null,null,null,null,{"$f":"#REF!","v":{"$error":"#REF!"}},{"$f":"#REF!","v":{"$error":"#REF!"}}]
[null,null,null,null,null,null,null,null,null,null,null,null,null,null,null,null,null,null,null,null,null,null,null,null,null,null,null,null,null,null,null,null,null,{"$f":"#REF!","v":{"$error":"#REF!"}},{"$f":"#REF!","v":{"$error":"#REF!"}}]
[null,null,null,null,null,null,null,null,null,null,null,null,null,null,null,null,null,null,null,null,null,null,null,null,null,null,null,null,null,null,null,null,null,{"$f":"#REF!","v":{"$error":"#REF!"}},{"$f":"#REF!","v":{"$error":"#REF!"}}]
[null,null,null,null,null,null,null,null,null,null,null,null,null,null,null,null,null,null,null,null,null,null,null,null,null,null,null,null,null,null,null,null,null,{"$f":"#REF!","v":{"$error":"#REF!"}},{"$f":"#REF!","v":{"$error":"#REF!"}}]
[null,null,null,null,null,null,null,null,null,null,null,null,null,null,null,null,null,null,null,null,null,null,null,null,null,null,null,null,null,null,null,null,null,{"$f":"#REF!","v":{"$error":"#REF!"}},{"$f":"#REF!","v":{"$error":"#REF!"}}]
[null,null,null,null,null,null,null,null,null,null,null,null,null,null,null,null,null,null,null,null,null,null,null,null,null,null,null,null,null,null,null,null,null,{"$f":"#REF!","v":{"$error":"#REF!"}},{"$f":"#REF!","v":{"$error":"#REF!"}}]
[null,null,null,null,null,null,null,null,null,null,null,null,null,null,null,null,null,null,null,null,null,null,null,null,null,null,null,null,null,null,null,null,null,{"$f":"#REF!","v":{"$error":"#REF!"}},{"$f":"#REF!","v":{"$error":"#REF!"}}]
[null,null,null,null,null,null,null,null,null,null,null,null,null,null,null,null,null,null,null,null,null,null,null,null,null,null,null,null,null,null,null,null,null,{"$f":"#REF!","v":{"$error":"#REF!"}},{"$f":"#REF!","v":{"$error":"#REF!"}}]
[null,null,null,null,null,null,null,null,null,null,null,null,null,null,null,null,null,null,null,null,null,null,null,null,null,null,null,null,null,null,null,null,null,{"$f":"#REF!","v":{"$error":"#REF!"}},{"$f":"#REF!","v":{"$error":"#REF!"}}]
[null,null,null,null,null,null,null,null,null,null,null,null,null,null,null,null,null,null,null,null,null,null,null,null,null,null,null,null,null,null,null,null,null,{"$f":"#REF!","v":{"$error":"#REF!"}},{"$f":"#REF!","v":{"$error":"#REF!"}}]
[null,null,null,null,null,null,null,null,null,null,null,null,null,null,null,null,null,null,null,null,null,null,null,null,null,null,null,null,null,null,null,null,null,{"$f":"#REF!","v":{"$error":"#REF!"}},{"$f":"#REF!","v":{"$error":"#REF!"}}]
[null,null,null,null,null,null,null,null,null,null,null,null,null,null,null,null,null,null,null,null,null,null,null,null,null,null,null,null,null,null,null,null,null,{"$f":"#REF!","v":{"$error":"#REF!"}},{"$f":"#REF!","v":{"$error":"#REF!"}}]
[null,null,null,null,null,null,null,null,null,null,null,null,null,null,null,null,null,null,null,null,null,null,null,null,null,null,null,null,null,null,null,null,null,{"$f":"#REF!","v":{"$error":"#REF!"}},{"$f":"#REF!","v":{"$error":"#REF!"}}]
[null,null,null,null,null,null,null,null,null,null,null,null,null,null,null,null,null,null,null,null,null,null,null,null,null,null,null,null,null,null,null,null,null,{"$f":"#REF!","v":{"$error":"#REF!"}},{"$f":"#REF!","v":{"$error":"#REF!"}}]
[null,null,null,null,null,null,null,null,null,null,null,null,null,null,null,null,null,null,null,null,null,null,null,null,null,null,null,null,null,null,null,null,null,{"$f":"#REF!","v":{"$error":"#REF!"}},{"$f":"#REF!","v":{"$error":"#REF!"}}]
[null,null,null,null,null,null,null,null,null,null,null,null,null,null,null,null,null,null,null,null,null,null,null,null,null,null,null,null,null,null,null,null,null,{"$f":"#REF!","v":{"$error":"#REF!"}},{"$f":"#REF!","v":{"$error":"#REF!"}}]
[null,null,null,null,null,null,null,null,null,null,null,null,null,null,null,null,null,null,null,null,null,null,null,null,null,null,null,null,null,null,null,null,null,{"$f":"#REF!","v":{"$error":"#REF!"}},{"$f":"#REF!","v":{"$error":"#REF!"}}]
[null,null,null,null,null,null,null,null,null,null,null,null,null,null,null,null,null,null,null,null,null,null,null,null,null,null,null,null,null,null,null,null,null,{"$f":"#REF!","v":{"$error":"#REF!"}},{"$f":"#REF!","v":{"$error":"#REF!"}}]
[null,null,null,null,null,null,null,null,null,null,null,null,null,null,null,null,null,null,null,null,null,null,null,null,null,null,null,null,null,null,null,null,null,{"$f":"#REF!","v":{"$error":"#REF!"}},{"$f":"#REF!","v":{"$error":"#REF!"}}]
[null,null,null,null,null,null,null,null,null,null,null,null,null,null,null,null,null,null,null,null,null,null,null,null,null,null,null,null,null,null,null,null,null,{"$f":"#REF!","v":{"$error":"#REF!"}},{"$f":"#REF!","v":{"$error":"#REF!"}}]
[null,null,null,null,null,null,null,null,null,null,null,null,null,null,null,null,null,null,null,null,null,null,null,null,null,null,null,null,null,null,null,null,null,{"$f":"#REF!","v":{"$error":"#REF!"}},{"$f":"#REF!","v":{"$error":"#REF!"}}]
[null,null,null,null,null,null,null,null,null,null,null,null,null,null,null,null,null,null,null,null,null,null,null,null,null,null,null,null,null,null,null,null,null,{"$f":"#REF!","v":{"$error":"#REF!"}},{"$f":"#REF!","v":{"$error":"#REF!"}}]
[null,null,null,null,null,null,null,null,null,null,null,null,null,null,null,null,null,null,null,null,null,null,null,null,null,null,null,null,null,null,null,null,null,{"$f":"#REF!","v":{"$error":"#REF!"}},{"$f":"#REF!","v":{"$error":"#REF!"}}]
[null,null,null,null,null,null,null,null,null,null,null,null,null,null,null,null,null,null,null,null,null,null,null,null,null,null,null,null,null,null,null,null,null,{"$f":"#REF!","v":{"$error":"#REF!"}},{"$f":"#REF!","v":{"$error":"#REF!"}}]
[null,null,null,null,null,null,null,null,null,null,null,null,null,null,null,null,null,null,null,null,null,null,null,null,null,null,null,null,null,null,null,null,null,{"$f":"#REF!","v":{"$error":"#REF!"}},{"$f":"#REF!","v":{"$error":"#REF!"}}]
[null,null,null,null,null,null,null,null,null,null,null,null,null,null,null,null,null,null,null,null,null,null,null,null,null,null,null,null,null,null,null,null,null,{"$f":"#REF!","v":{"$error":"#REF!"}},{"$f":"#REF!","v":{"$error":"#REF!"}}]
[null,null,null,null,null,null,null,null,null,null,null,null,null,null,null,null,null,null,null,null,null,null,null,null,null,null,null,null,null,null,null,null,null,{"$f":"#REF!","v":{"$error":"#REF!"}},{"$f":"#REF!","v":{"$error":"#REF!"}}]
[null,null,null,null,null,null,null,null,null,null,null,null,null,null,null,null,null,null,null,null,null,null,null,null,null,null,null,null,null,null,null,null,null,{"$f":"#REF!","v":{"$error":"#REF!"}},{"$f":"#REF!","v":{"$error":"#REF!"}}]
[null,null,null,null,null,null,null,null,null,null,null,null,null,null,null,null,null,null,null,null,null,null,null,null,null,null,null,null,null,null,null,null,null,{"$f":"#REF!","v":{"$error":"#REF!"}},{"$f":"#REF!","v":{"$error":"#REF!"}}]
[null,null,null,null,null,null,null,null,null,null,null,null,null,null,null,null,null,null,null,null,null,null,null,null,null,null,null,null,null,null,null,null,null,{"$f":"#REF!","v":{"$error":"#REF!"}},{"$f":"#REF!","v":{"$error":"#REF!"}}]
[null,null,null,null,null,null,null,null,null,null,null,null,null,null,null,null,null,null,null,null,null,null,null,null,null,null,null,null,null,null,null,null,null,{"$f":"#REF!","v":{"$error":"#REF!"}},{"$f":"#REF!","v":{"$error":"#REF!"}}]
[null,null,null,null,null,null,null,null,null,null,null,null,null,null,null,null,null,null,null,null,null,null,null,null,null,null,null,null,null,null,null,null,null,{"$f":"#REF!","v":{"$error":"#REF!"}},{"$f":"#REF!","v":{"$error":"#REF!"}}]
[null,null,null,null,null,null,null,null,null,null,null,null,null,null,null,null,null,null,null,null,null,null,null,null,null,null,null,null,null,null,null,null,null,{"$f":"#REF!","v":{"$error":"#REF!"}},{"$f":"#REF!","v":{"$error":"#REF!"}}]

{"sheet":"Loading Reference","index":5,"n_rows":29,"n_cols":23,"rows_kept":29,"cut":false,"hidden":false,"merged":[[1,7,1,10],[1,13,1,16],[3,4,3,5],[4,4,4,5],[6,4,6,5]]}
[null,null,null,null,null,null,null,null,null,null,null,null,null,null,null,null,null,null,null,"Do not delete"]
[null,null,null,null,null,null,null,"Standby Current findings from Solution Navigator",null,null,null,"Total Standby",null,"Alarm Current findings from Solution Navigator",null,null,null,"Total Alarm",null,0,0]
[null,"PID","Description",null,"Qty","cct","Unit Standby mA","Unit Standby mA","Unit Standby mA","Unit Standby mA","Unit Standby mA","Select  NAC %","Unit Alarm mA","Unit Alarm mA","Unit Alarm mA","Unit Alarm mA","Unit Alarm mA","Select  IDNET %",null,0.25,1]
[null,null,null,null,"Loading %",null,0,0.25,0.5,0.75,1,0,0,0.25,0.5,0.75,1,1,null,0.5,2]
[null,null," ","Amp",3000,null,0,{"$f":"+E5*H4","v":750},{"$f":"+I4*E5","v":1500},{"$f":"+J4*E5","v":2250},{"$f":"+K4*E5","v":3000}]
[null,"4100-5450","NAC Card(Assume 3 active cct)","mA",1,3,{"$f":"66","v":66},{"$f":"66","v":66},{"$f":"66","v":66},{"$f":"66","v":66},{"$f":"66","v":66},{"$f":"IF($L$4=1,(+E6*K6),(IF($L$4=0.75,(+E6*J6),(IF($L$4=0.5,(+E6*I6),(IF($L$4=0.25,(+E6*H6),(IF($L$4=0,(+E6*G6),0)))))))))","v":66},66,{"$f":"+O6-600","v":3966},4566,6816,{"$f":"3022*$E$6*$E$6*$F$6","v":9066},{"$f":"IF($L$4=1,(+E6*Q6),(IF($L$4=0.75,(+E6*P6),(IF($L$4=0.5,(+E6*O6),(IF($L$4=0.25,(+E6*N6),(IF($L$4=0,(+E6*M6),0)))))))))","v":66},null,0.75,3]
[null,null," ","Points",250,null,0,{"$f":"+H4*E7","v":62.5},{"$f":"+I4*E7","v":125},{"$f":"+J4*E7","v":187.5},{"$f":"+K4*E7","v":250}]
[null,"4100-3117/09","Master Controller IDNET 2","mA",1,null,50,100,150,199.6,250,{"$f":"IF($R$4=1,(+E8*K8),(IF($R$4=0.75,(+E8*J8),(IF($R$4=0.5,(+E8*I8),(IF($R$4=0.25,(+E8*H8),(IF($R$4=0,(+E8*G8),0)))))))))","v":250},60,{"$f":"+O8-$E$6","v":264},265,327,390,{"$f":"IF($R$4=1,(+E8*Q8),(IF($R$4=0.75,(+E8*P8),(IF($R$4=0.5,(+E8*O8),(IF($R$4=0.25,(+E8*N8),(IF($R$4=0,(+E8*M8),0)))))))))","v":390},null,1,4]
[null,null,null,null,null,null,null,null,null,null,null,null,null,null,null,null,null,null,null,null,5]
[null,null,null,null,null,null,null,null,null,null,null,null,null,null,null,null,null,null,null,null,6]
[null,"Typical Panel Basic Requirements",null,null,null,"Unit Standby Amp","Total Standby","Unit Alarm Amp","Total Alarm",null,null,null,null,null,null,null,null,null,null,null,7]
[null,"4100-9701","ES-PS MSTR CTRLR 2X40",1,null,227,{"$f":"+F12*D12","v":227},0.441,0.32100000000000001,null,null,null,null,null,null,null,null,null,null,null,8]
[null,"4100-5401","ES-PS POWER SUPPLY",{"$f":"(IF(R8>2000,(IF(R8>4000,3,2)),1))","v":1},null,6.8000000000000005E-2,{"$f":"+F13*D13","v":6.8000000000000005E-2},7.6999999999999999E-2,{"$f":"+H13*D13","v":7.6999999999999999E-2},null,null,null,null,null,null,null,null,null,null,null,9]
[null,null,null,null,null,null,null,null,null,null,null,null,null,null,null,null,null,null,null,null,10]
[null,null,"STANDBY HOURS",24,null,null,null,null,null,null,null,null,null,null,null,null,null,null,null,null,11]
[null,null,"STANDBY MINUTES",5,null,null,null,null,null,null,null,null,null,null,null,null,null,null,null,null,12]
[null,null,"BATTERY FACTOR",0.25,null,null,null,null,null,null,null,null,null,null,null,null,null,null,null,0,5,0.05,0]
[null,null,"SPARE CAPACITY",0,null,null,null,null,null,null,null,null,null,null,null,null,null,null,null,24,10,0.1,0.05]
[null,null,null,null,null,null,null,null,null,null,null,null,null,null,null,null,null,null,null,48,15,0.2,0.1]
[null,null,"Equipment",null,null,null,"TOTAL STBY AMPS","TOTAL Alarm AMPS",null,null,null,null,null,null,null,null,null,null,null,72,30,0.25,0.2]
[null,null,"NAC",null,null,null,{"$f":"+L6/1000","v":6.6000000000000003E-2},{"$f":"+R6/1000","v":6.6000000000000003E-2},null,null,null,null,null,null,null,null,null,null,null,{"$f":"24*4","v":96},45,0.3,0.25]
[null,null,"Loop Card",null,null,null,{"$f":"+L8/1000","v":0.25},{"$f":"+R8/1000","v":0.39},null,null,null,null,null,null,null,null,null,null,null,{"$f":"24*5","v":120},60,0.35,0.3]
[null,null,"Master Controller",null,null,null,{"$f":"+G12","v":227},{"$f":"+I12","v":0.32100000000000001},null,null,null,null,null,null,null,null,null,null,null,null,null,0.4,0.35]
[null,null,"Power Supply",null,null,null,{"$f":"+G13","v":6.8000000000000005E-2},{"$f":"+I13","v":7.6999999999999999E-2},null,null,null,null,null,null,null,null,null,null,null,null,null,0.45,0.4]
[null,null,null,null,"Subtotal",null,{"$f":"SUM(G21:G24)","v":227.38400000000001},{"$f":"SUM(H21:H24)","v":0.85399999999999998},null,null,null,null,null,null,null,null,null,null,null,null,null,0.5,0.45]
[null,null,null,null,null,null,null,null,null,null,null,null,null,null,null,null,null,null,null,null,null,null,0.5]
[]
[null,null,"TOTAL AMPERE HOURS",null,null,null,{"$f":"(G25*D15)+(H25*(D16/60))","v":5457.287166666667},"AH"]
[null,null,"MINIMUM BATTERY",null,null,null,{"$f":"(G28+(G28*D17))+(G28+(G28*D17))*D18","v":6821.6089583333342},"AH"]