{"text_format":"1","workbook":"xlsx","n_sheets":10,"sheets":["HELP+INSTRUCTIONS","WagnerQuickSelect","Configurator1","BOM1","Reference","Battery Consumption","QuickConvertXtralis","Configurator2","BOM2","Smoke Detector Placement"],"not_rendered":{"charts":0,"images":22,"macros":1,"external_links":0,"defined_names":10,"comments":4,"pivot_tables":0},"unopened":[],"bounds":{"document_bytes":16777216,"sheet_cells":100000,"rows_first":2000,"rows_last":500,"rows_between":2000,"halvings":0,"cell_chars":16384,"cell_head_chars":4096},"cells_cut":0,"cells_raw":0,"read":"whole","date_system":"1900"}

{"sheet":"HELP+INSTRUCTIONS","index":0,"n_rows":61,"n_cols":2,"rows_kept":61,"cut":false,"hidden":false,"merged":[[0,0,0,1],[1,0,1,1],[58,0,58,1]]}
["00_HELP + INSTRUCTIONS"]
["Wagner Quick Tool Designer"]
[".","Ver. 1.0; QuickConvertXtralis - Convert Xtralis Model to Wagner"]
[null,"Using 16 Steps to Shortlist the closest Model of Wagner to the Xtralis E Series base on the below:"]
[null,"-01. Input the Xtralis E Series Model."]
[null,"-02. The Application specific"]
[null,"-03. Nos of Similar ASD required"]
[null,"-04'. Alarm Levels for ASD"]
[null,"-05. If Network connection required for Remote Monitoring."]
[null,"-06.IF remote Workstation Required"]
[null,"-07. Base on Input of 01 till 06, Auto Select Wagner Main Device"]
[null,"-08. Use 1 pipe to split into 4 or use individual detection unit with individual pipe and use I, U, M or double U pipe going out. Select per hole Distance Coverage"]
[null,"-09. Estimate Piping WO Project Planning for Pipe Distance A, B, C and Main pipe coverage length Required."]
[null,"-10. Detection Modules Selection base on Closest to Xtralis requirements"]
[null,"-11. LED Display for 1 or 2 Pipe"]
[null,"-12. Network Card"]
[null,"-13. Filter Selection"]
[null,"-14. Battery AH, Select Standby hours, Alarm min and factor required"]
[null,"-15. Export to BOM1"]
[null," -16. Export BOM1 to external Excel file to save"]
[null," -17. Add tools to Collaspse and Uncollaspe Steps to Simplified Interface One Step at a Time"]
[null," -18. Add tools top left corner to Filter and unfilter to see only data entered"]
[null,"-19. Add Tab Configurator 1,  to Extract all input information and able to View the BOM using Filter to remove zero Qty BOM"]
[null,"-20. Add Export to and Save as"]
[null,"-21. Add Clear BOM1"]
[null,"22. Help Video for Xtralisconvert Tool"]
[".","Ver. 2.0;WagnerQuickSelect - Quick Select for Wagner Model with matching Accessories"]
[null,"Using 12 Steps to Select Correct Wagner Model with Matching Accessories to Application"]
[null,"-01. Select Wagner Model, the Application, the total Qty, "]
[null,"-02. 1 or 2 main pipe and type of Sensitivity required"]
[null,"-03. Base on input selection for Step 1 and 2, Main Devices related  fields are auto populate"]
[null,"-04'. Input the sampling hole distance coverage and the type of Pipe branch I, U, M or double U"]
[null,"-05. Input all the pipe A, B, C and main pipe length coverage distance, Calculating Estimate pipe distances"]
[null,"-06.Detection Module Order info auto populate base on all information"]
[null,"-07. Base on all information Display Film order info autopopulate"]
[null,"-08. Base on network info and early info, order info for network auto populate. Key selection is type of Network Properties needed"]
[null,"-09. Filter information to be selected for each type of Device to have order info auto populate"]
[null,"-10. Battery calculation base on main device under worst conditon of 02 detection unit , need to input standby hours and alarm min"]
[null,"-11. Export to BOM2"]
[null," -12. Export BOM2 to external Excel file to save"]
[null,"-13. Add Clear BOM2"]
[null,"14. Help Video for WagnerSales Tool"]
[null,"15. Help Video for WagnerSales Tool & Xtralis Converter PPT"]
[".","Ver. 3; Spot Type detector Coverage for Combination of spot detector cross Zone and ASD early detection"]
[null,"    - 01 Cell D3 select the required Standards"]
[null,"    - 02 Cell F3 select the Type of area Non Corridor or Corridor"]
[null,"    - 03. Cell H3, J3 and L2 and L3 are for adjustment subsequently"]
[".","    - 04 Table A is for localising and customisation as needed"]
[null,"    - 05 Picture B is to illustrate how the Vertical Space and the Horizontal space distance is crucial to balance  the spot detector coverage as these distance is OK as long as not exceeding 50% of detector spacing."]
[".","    - 06 Input the name of the area, then input the horizontal space and then the vertical space."]
[null,"    - 07. Use the horizontal side space and vertical side space to adjust until pass is reflected."]
[]
[]
[]
[]
[]
[]
[null," "]
["INSTRUCTIONS / HOW TO USE"]
[null,"Click Here for Video Guide on how to use Zettler Configuration Tools"]
[".","Instructions how to use each worksheet are described in respective section below- Will add in in future"]

{"sheet":"WagnerQuickSelect","index":1,"n_rows":149,"n_cols":80,"rows_kept":149,"cut":false,"hidden":false,"merged":[[1,5,1,11],[12,23,23,23],[15,31,25,31],[19,15,26,15],[23,38,28,38],[2,49,2,54],[2,56,2,61],[2,6,2,14],[2,4,2,5],[2,32,2,37]]}
[null,null,"Filter is to hid unused rows"]
[null,null,"Unfilter is to display all rows for entry",null,null,"** Note: This Excel is to Simplified Matching part numbers to UL or FM or EN54 Combination of Main Device, Detection Unit, Film and the rest required to form a complete unit WO refering to Price books and Datasheet",null,null,null,null,null,null,null,null,null,null,null,null,null,null,null,null,null,null,null,null,null,null,null,null,null,null," ",null,null,null,null,null,null,null,null,null,null,null,null,null,null,null,null,null,null,null,null,null,null,null,null,null,null,null,null,null,null,null,"Must Select",null,null,"Must Select",null,null,"Must Select"]
[null,"Step 1\nWagner Model","Select Listing","UL","Step 2\nKey Field Reqd",null,"Auto fill value to select Main Device model",null,null,null,null,null,null,null,null,"Step 3\nMain Device Order Info\nAutomatic Populate","Wagner Closest Matching Solution - Main Device",null,null,null,"Step 4 Piping\nSampling Holes Distance(M)\nOptional",null,6,"Step 5\nEstimate Piping WO Project Planning.\nOptional","Note:  \nYou can selected for Column U the type of branch pipe prefered i.e. \n\"I\", \"U\", \"M\" or \"2U\" but limit for I is 130m and for the rest add together\ncannot exceed 300m.  Pipe A, B and C cannot have sampling holes and\nbranch pipe cannot have more than 50% of the adjoining pipe sampling holes for balancing",null,null,null,null,null,null,"Step 6\nDetection Modules Order information auto populate base on Step 1, 2 & 3 information","All the below are automatically derive base on earlier Steps input",null,null,null,null,null,"Step 7.\nLED Display for 1 or 2 Pipe","All the below automatically Derive ",null,null,null,null,null,null,null,null,"Step 8\nNetwork Card","All the below automatically Derice with exception of Column AW where you need to select the type of network interface required",null,null,null,null,null,"Step 9.\nFilter Selection","All the below required Column BB to be selected on Filter required",null,null,null,null,null,"Step 10.\nBattery AH","Standbyhrs",24,null,"Standbyhrs",5,null,"Factor",1.25,null," "]
[null,null,null,null,null,null,null,null,null,null,null,null,null,null,null,null,null,null,null,null,null,null,null,null,null,null,null,null,null,null,null,null,null,null,null,null,null,null,null,null,null,null,null,null,null,null,null,null,null,null,null,null,null,null,null,null,null,null,null,null,null,null,null,null,null,null,null,null,{"$f":"IF($D4>0,(($BN4+$BP4)+($BN4+$BP4)*($BS$3-1)),0)","v":0},{"$f":"IF($D4>0,(IF($BQ4<12,Reference!$J$259,IF($BQ4<24,Reference!$J$260,IF($BQ4<65,Reference!$J$260,\"Get your own\")))),0)","v":0}]
["S/No","Wagner Main Model","Type Application","Qty","1 or 2 Main Piping per ASD","Detection Unit Sensitivity","Formulae Type 1\n(STD,SL,Freeze)","Formulae Type 2 \n(TPX)","Formulae Type 4\n(TP4+Freeze)","Alarm Levels for Each Main Pipe","Relays Per Each Main Pipe","Network Required for Remote Monitoring","Max Pipe Length for \npiping branch Selected for Each Main Pipe","Max Sampling holes per Main Pipe","Area Coverage per Main Pipe",null,"Wagner Main ASD Box Contain Fans & CPU","Model Variant","Specific Type","2 Detection Module Per ASD Unit","Detection Unit Pipe Branch Type Selected i.e. \"I\",\"U\", \"M\" or \"2U\"","Qty for Calculation","Each Pipe Nos of Sampling Points",null,"Unit Pipe A Length from ASD","Unit Pipe B Length from ASD","Unit Pipe C Length from ASD","Unit Pipe 1,2,3,4 Length from ASD","90 Deg Angle Joint Pipe","Calculated Length base on Branch Type \"I\", \"U\"..etc","Purging -Optional",null,"Model\n**Note: Detection Module are common for each Main Device and Alarm Level depends on the Main Device and not on the detection module and Sensitivity Level required","Modular Detection Unit  (Max 2 per ASD)","Details","Qty","Total Alm Level Total","Total Alm Relay Total",null,"Shutdown","Alarm Level Selected","No of Main Pipe","Shutdown","Total for formulae Calculation","Front Film (Display LED) Part number","Reference Number","Details","Qty",null,"Network Card","Network Card Qty","Network Card Selection\nMust be \"Yes\" for Network Card Besides","Network Part number","Network Card Function Description","Main Device","Filter Selection: Default AD-10-1963","Filter Type Selection","Qty: Single or Multiple Filter","Calculated Qty if MultiFilter","Filter Code","Filter Element","Description",{"$error":"#VALUE!"},"Battery Calculation","Standby Hrs","Standby in AH","Alarm hrs","Alarms in AH","Total Calculated  AH","Nearest AH battery","Model","Description","Remarks",null,null,null,"Basic Device",null,"Qty"]
[null,null,null,null,null,null,{"$f":"IF(D6>0,(IF($C6=\"\",0,IF($C6=\"Standard\",1,IF($C6=\"Silent\",2,IF($C6=\"Freeze\",3))))),0)","v":0},{"$f":"IF($D6>0,(IF(COUNTIF($B6,\"*TP1*\"),1,(IF(COUNTIF($B6,\"*TP3*\"),2,(IF(COUNTIF($B6,\"*TP4*\"),3,(IF(COUNTIF($B6,\"*TP5*\"),4,(IF(COUNTIF($B6,\"*TT1*\"),5,0)))))))))),0)","v":0},{"$f":"IF(E6>0,(IF(H6=1,(H6+G6),IF(H6=2,(H6+4+G6),IF(H6=3,(H6+7+G6),IF(H6=4,(H6+11+G6),IF(H6=5,(H6+15+G6),0)))))),0)","v":0},{"$f":"IF($D6>0,(IF(COUNTIF($B6,\"*TP1*\"),1,(IF(COUNTIF($B6,\"*TP3*\"),1,(IF(COUNTIF($B6,\"*TP4*\"),2,(IF(COUNTIF($B6,\"*TP5*\"),3,(IF(COUNTIF($B6,\"*TT1*\"),3,0)))))))))),0)","v":0},{"$f":"IF($D6>0,(IF(COUNTIF($B6,\"*TP1*\"),4,(IF(COUNTIF($B6,\"*TP3*\"),4,(IF(COUNTIF($B6,\"*TP4*\"),6,(IF(COUNTIF($B6,\"*TP5*\"),8,(IF(COUNTIF($B6,\"*TT1*\"),8,0)))))))))),0)","v":0},{"$f":"IF($D6>0,(IF(COUNTIF($B6,\"*Net*\"),\"Yes\",\"No\")),0)","v":0},{"$f":"IF($C6=\"Standard\",\"1x300@\",IF($C6=\"Silent\",\"1x300@\",IF($C6=\"Freeze\",\"1x300@\",0)))","v":0},{"$f":"IF($C6=\"Standard\",\"2x63\",IF($C6=\"Silent\",\"2x100\",IF($C6=\"Freeze\",\"2x63\",0)))","v":0},{"$f":"IF($C6=\"Standard\",\"3Ksqm\",IF($C6=\"Silent\",\"3KSqm\",IF($C6=\"Freeze\",\"3KSqm\",0)))","v":0},null,{"$f":"IF($D$3=\"UL\",(IF(AND($G6=1,$H6=1),Reference!$C$53,IF(AND($G6=2,$H6=1),Reference!$C$54,IF(AND($G6=3,$H6=1),Reference!$C$55,IF(AND($G6=1,$H6=2),Reference!$C$56,IF(AND($G6=2,$H6=2),Reference!$C$57,IF(AND($G6=3,$H6=2),Reference!$C$58,IF(AND($G6=1,$H6=3),Reference!$C$59,IF(AND($G6=2,$H6=3),Reference!$C$60,IF(AND($G6=3,$H6=3),Reference!$C$61,IF(AND($G6=1,$H6=4),Reference!$C$62,IF(AND($G6=2,$H6=4),Reference!$C$63,IF(AND($G6=3,$H6=4),Reference!$C$64,IF(AND($G6=1,$H6=5),Reference!$C$65,IF(AND($G6=2,$H6=5),Reference!$C$66,IF(AND($G6=3,$H6=5),Reference!$C$67,0)))))))))))))))),(IF(AND($G6=1,$H6=1),Reference!$C$38,IF(AND($G6=2,$H6=1),Reference!$C$39,IF(AND($G6=3,$H6=1),Reference!$C$40,IF(AND($G6=1,$H6=2),Reference!$C$41,IF(AND($G6=2,$H6=2),Reference!$C$42,IF(AND($G6=3,$H6=2),Reference!$C$43,IF(AND($G6=1,$H6=3),Reference!$C$44,IF(AND($G6=2,$H6=3),Reference!$C$45,IF(AND($G6=3,$H6=3),Reference!$C$46,IF(AND($G6=1,$H6=4),Reference!$C$47,IF(AND($G6=2,$H6=4),Reference!$C$48,IF(AND($G6=3,$H6=4),Reference!$C$49,IF(AND($G6=1,$H6=5),Reference!$C$50,IF(AND($G6=2,$H6=5),Reference!$C$51,IF(AND($G6=3,$H6=5),Reference!$C$52,0)))))))))))))))))","v":0},{"$f":"IF($D$3=\"UL\",(IF(AND($G6=1,$H6=1),Reference!$B$53,IF(AND($G6=2,$H6=1),Reference!$B$54,IF(AND($G6=3,$H6=1),Reference!$B$55,IF(AND($G6=1,$H6=2),Reference!$B$56,IF(AND($G6=2,$H6=2),Reference!$B$57,IF(AND($G6=3,$H6=2),Reference!$B$58,IF(AND($G6=1,$H6=3),Reference!$B$59,IF(AND($G6=2,$H6=3),Reference!$B$60,IF(AND($G6=3,$H6=3),Reference!$B$61,IF(AND($G6=1,$H6=4),Reference!$B$62,IF(AND($G6=2,$H6=4),Reference!$B$63,IF(AND($G6=3,$H6=4),Reference!$B$64,IF(AND($G6=1,$H6=5),Reference!$B$65,IF(AND($G6=2,$H6=5),Reference!$B$66,IF(AND($G6=3,$H6=5),Reference!$B$67,0)))))))))))))))),(IF(AND($G6=1,$H6=1),Reference!$B$38,IF(AND($G6=2,$H6=1),Reference!$B$39,IF(AND($G6=3,$H6=1),Reference!$B$40,IF(AND($G6=1,$H6=2),Reference!$B$41,IF(AND($G6=2,$H6=2),Reference!$B$42,IF(AND($G6=3,$H6=2),Reference!$B$43,IF(AND($G6=1,$H6=3),Reference!$B$44,IF(AND($G6=2,$H6=3),Reference!$B$45,IF(AND($G6=3,$H6=3),Reference!$B$46,IF(AND($G6=1,$H6=4),Reference!$B$47,IF(AND($G6=2,$H6=4),Reference!$B$48,IF(AND($G6=3,$H6=4),Reference!$B$49,IF(AND($G6=1,$H6=5),Reference!$B$50,IF(AND($G6=2,$H6=5),Reference!$B$51,IF(AND($G6=3,$H6=5),Reference!$B$52,0)))))))))))))))))","v":0},{"$f":"+$C6","v":0},{"$f":"+E6","v":0},"I",null,{"$f":"IF(U6<0.9,0,IF($T6>0,($AD6/$W$3)/($T6*$U6),0))","v":0},null,null,null,null,null,{"$f":"IF($U6=1,0,IF($U6=2,2,IF($U6=3,2,IF($U6=4,4,0))))","v":0},{"$f":"IF($U6>0,($AB6*$V6*$T6),0)*D6","v":0},"Excluded",null,{"$f":"IF($D$3=\"UL\",(IF($G6>0,((IF(AND($F6=\"Standard\",$I6=2),Reference!$B$121,(IF(AND($F6=\"Medium\",$I6=2),Reference!$B$122,(IF(AND($F6=\"High\",$I6=2),Reference!$B$123,(IF(AND($F6=\"Standard\",$I6=3),Reference!$B$121,(IF(AND($F6=\"Medium\",$I6=3),Reference!$B$122,(IF(AND($F6=\"High\",$I6=3),Reference!$B$123,(IF(AND($F6=\"Standard\",$I6=4),Reference!$B$124,(IF(AND($F6=\"Medium\",$I6=4),Reference!$B$125,(IF(AND($F6=\"High\",$I6=4),Reference!$B$126,(IF(AND($F6=\"Standard\",$I6=7),Reference!$B$127,(IF(AND($F6=\"Medium\",$I6=7),Reference!$B$128,(IF(AND($F6=\"High\",$I6=7),Reference!$B$129,(IF(AND($F6=\"Standard\",$I6=8),Reference!$B$97,(IF(AND($F6=\"Medium\",$I6=8),Reference!$B$98,(IF(AND($F6=\"High\",$I6=8),Reference!$B$99,(IF(AND($F6=\"Standard\",$I6=9),Reference!$B$130,(IF(AND($F6=\"Medium\",$I6=9),Reference!$B$131,(IF(AND($F6=\"High\",$I6=9),Reference!$B$132,(IF(AND($F6=\"Standard\",$I6=11),Reference!$B$133,(IF(AND($F6=\"Medium\",$I6=11),Reference!$B$134,(IF(AND($F6=\"High\",$I6=11),Reference!$B$135,(IF(AND($F6=\"Standard\",$I6=12),Reference!$B$133,(IF(AND($F6=\"Medium\",$I6=12),Reference!$B$134,(IF(AND($F6=\"High\",$I6=12),Reference!$B$135,(IF(AND($F6=\"Standard\",$I6=13),Reference!$B$136,(IF(AND($F6=\"Medium\",$I6=13),Reference!$B$137,(IF(AND($F6=\"High\",$I6=13),Reference!$B$138,(IF(AND($F6=\"Standard\",$I6=16),Reference!$B$139,(IF(AND($F6=\"Medium\",$I6=16),Reference!$B$140,(IF(AND($F6=\"High\",$I6=16),Reference!$B$141,(IF(AND($F6=\"Standard\",$I6=17),Reference!$B$139,(IF(AND($F6=\"Medium\",$I6=17),Reference!$B$140,(IF(AND($F6=\"High\",$I6=17),Reference!$B$141,(IF(AND($F6=\"Standard\",$I6=18),Reference!$B$142,(IF(AND($F6=\"Medium\",$I6=18),Reference!$B$143,(IF(AND($F6=\"High\",$I6=18),Reference!$B$144,(IF(AND($F6=\"Standard\",$I6=21),Reference!$B$145,(IF(AND($F6=\"Medium\",$I6=21),Reference!$B$146,(IF(AND($F6=\"High\",$I6=21),Reference!$B$147,(IF(AND($F6=\"Standard\",$I6=23),Reference!$B$148,(IF(AND($F6=\"Medium\",$I6=23),Reference!$B$149,(IF(AND($F6=\"High\",$I6=23),Reference!$B$150,0))))))))))))))))))))))))))))))))))))))))))))))))))))))))))))))))))))))))))))))))))))),0)),(IF($G6>0,((IF(AND($F6=\"Standard\",$I6=2),Reference!$B$91,(IF(AND($F6=\"Medium\",$I6=2),Reference!$B$92,(IF(AND($F6=\"High\",$I6=2),Reference!$B$93,(IF(AND($F6=\"Standard\",$I6=3),Reference!$B$91,(IF(AND($F6=\"Medium\",$I6=3),Reference!$B$92,(IF(AND($F6=\"High\",$I6=3),Reference!$B$93,(IF(AND($F6=\"Standard\",$I6=4),Reference!$B$94,(IF(AND($F6=\"Medium\",$I6=4),Reference!$B$95,(IF(AND($F6=\"High\",$I6=4),Reference!$B$96,(IF(AND($F6=\"Standard\",$I6=7),Reference!$B$97,(IF(AND($F6=\"Medium\",$I6=7),Reference!$B$98,(IF(AND($F6=\"High\",$I6=7),Reference!$B$99,(IF(AND($F6=\"Standard\",$I6=8),Reference!$B$97,(IF(AND($F6=\"Medium\",$I6=8),Reference!$B$98,(IF(AND($F6=\"High\",$I6=8),Reference!$B$99,(IF(AND($F6=\"Standard\",$I6=9),Reference!$B$100,(IF(AND($F6=\"Medium\",$I6=9),Reference!$B$101,(IF(AND($F6=\"High\",$I6=9),Reference!$B$102,(IF(AND($F6=\"Standard\",$I6=11),Reference!$B$103,(IF(AND($F6=\"Medium\",$I6=11),Reference!$B$104,(IF(AND($F6=\"High\",$I6=11),Reference!$B$105,(IF(AND($F6=\"Standard\",$I6=12),Reference!$B$103,(IF(AND($F6=\"Medium\",$I6=12),Reference!$B$104,(IF(AND($F6=\"High\",$I6=12),Reference!$B$105,(IF(AND($F6=\"Standard\",$I6=13),Reference!$B$106,(IF(AND($F6=\"Medium\",$I6=13),Reference!$B$107,(IF(AND($F6=\"High\",$I6=13),Reference!$B$108,(IF(AND($F6=\"Standard\",$I6=16),Reference!$B$109,(IF(AND($F6=\"Medium\",$I6=16),Reference!$B$110,(IF(AND($F6=\"High\",$I6=16),Reference!$B$111,(IF(AND($F6=\"Standard\",$I6=17),Reference!$B$109,(IF(AND($F6=\"Medium\",$I6=17),Reference!$B$110,(IF(AND($F6=\"High\",$I6=17),Reference!$B$111,(IF(AND($F6=\"Standard\",$I6=18),Reference!$B$112,(IF(AND($F6=\"Medium\",$I6=18),Reference!$B$113,(IF(AND($F6=\"High\",$I6=18),Reference!$B$114,(IF(AND($F6=\"Standard\",$I6=21),Reference!$B$115,(IF(AND($F6=\"Medium\",$I6=21),Reference!$B$116,(IF(AND($F6=\"High\",$I6=21),Reference!$B$117,(IF(AND($F6=\"Standard\",$I6=23),Reference!$B$118,(IF(AND($F6=\"Medium\",$I6=23),Reference!$B$119,(IF(AND($F6=\"High\",$I6=23),Reference!$B$120,0))))))))))))))))))))))))))))))))))))))))))))))))))))))))))))))))))))))))))))))))))))),0)))","v":0},{"$f":"IF($D$3=\"UL\",(IF($G6>0,((IF(AND($F6=\"Standard\",$I6=2),Reference!$C$121,(IF(AND($F6=\"Medium\",$I6=2),Reference!$C$122,(IF(AND($F6=\"High\",$I6=2),Reference!$C$123,(IF(AND($F6=\"Standard\",$I6=3),Reference!$C$121,(IF(AND($F6=\"Medium\",$I6=3),Reference!$C$122,(IF(AND($F6=\"High\",$I6=3),Reference!$C$123,(IF(AND($F6=\"Standard\",$I6=4),Reference!$C$124,(IF(AND($F6=\"Medium\",$I6=4),Reference!$C$125,(IF(AND($F6=\"High\",$I6=4),Reference!$C$126,(IF(AND($F6=\"Standard\",$I6=7),Reference!$C$127,(IF(AND($F6=\"Medium\",$I6=7),Reference!$C$128,(IF(AND($F6=\"High\",$I6=7),Reference!$C$129,(IF(AND($F6=\"Standard\",$I6=8),Reference!$C$97,(IF(AND($F6=\"Medium\",$I6=8),Reference!$C$98,(IF(AND($F6=\"High\",$I6=8),Reference!$C$99,(IF(AND($F6=\"Standard\",$I6=9),Reference!$C$130,(IF(AND($F6=\"Medium\",$I6=9),Reference!$C$131,(IF(AND($F6=\"High\",$I6=9),Reference!$C$132,(IF(AND($F6=\"Standard\",$I6=11),Reference!$C$133,(IF(AND($F6=\"Medium\",$I6=11),Reference!$C$134,(IF(AND($F6=\"High\",$I6=11),Reference!$C$135,(IF(AND($F6=\"Standard\",$I6=12),Reference!$C$133,(IF(AND($F6=\"Medium\",$I6=12),Reference!$C$134,(IF(AND($F6=\"High\",$I6=12),Reference!$C$135,(IF(AND($F6=\"Standard\",$I6=13),Reference!$C$136,(IF(AND($F6=\"Medium\",$I6=13),Reference!$C$137,(IF(AND($F6=\"High\",$I6=13),Reference!$C$138,(IF(AND($F6=\"Standard\",$I6=16),Reference!$C$139,(IF(AND($F6=\"Medium\",$I6=16),Reference!$C$140,(IF(AND($F6=\"High\",$I6=16),Reference!$C$141,(IF(AND($F6=\"Standard\",$I6=17),Reference!$C$139,(IF(AND($F6=\"Medium\",$I6=17),Reference!$C$140,(IF(AND($F6=\"High\",$I6=17),Reference!$C$141,(IF(AND($F6=\"Standard\",$I6=18),Reference!$C$142,(IF(AND($F6=\"Medium\",$I6=18),Reference!$C$143,(IF(AND($F6=\"High\",$I6=18),Reference!$C$144,(IF(AND($F6=\"Standard\",$I6=21),Reference!$C$145,(IF(AND($F6=\"Medium\",$I6=21),Reference!$C$146,(IF(AND($F6=\"High\",$I6=21),Reference!$C$147,(IF(AND($F6=\"Standard\",$I6=23),Reference!$C$148,(IF(AND($F6=\"Medium\",$I6=23),Reference!$C$149,(IF(AND($F6=\"High\",$I6=23),Reference!$C$150,0))))))))))))))))))))))))))))))))))))))))))))))))))))))))))))))))))))))))))))))))))))),0)),(IF($G6>0,((IF(AND($F6=\"Standard\",$I6=2),Reference!$C$91,(IF(AND($F6=\"Medium\",$I6=2),Reference!$C$92,(IF(AND($F6=\"High\",$I6=2),Reference!$C$93,(IF(AND($F6=\"Standard\",$I6=3),Reference!$C$91,(IF(AND($F6=\"Medium\",$I6=3),Reference!$C$92,(IF(AND($F6=\"High\",$I6=3),Reference!$C$93,(IF(AND($F6=\"Standard\",$I6=4),Reference!$C$94,(IF(AND($F6=\"Medium\",$I6=4),Reference!$C$95,(IF(AND($F6=\"High\",$I6=4),Reference!$C$96,(IF(AND($F6=\"Standard\",$I6=7),Reference!$C$97,(IF(AND($F6=\"Medium\",$I6=7),Reference!$C$98,(IF(AND($F6=\"High\",$I6=7),Reference!$C$99,(IF(AND($F6=\"Standard\",$I6=8),Reference!$C$97,(IF(AND($F6=\"Medium\",$I6=8),Reference!$C$98,(IF(AND($F6=\"High\",$I6=8),Reference!$C$99,(IF(AND($F6=\"Standard\",$I6=9),Reference!$C$100,(IF(AND($F6=\"Medium\",$I6=9),Reference!$C$101,(IF(AND($F6=\"High\",$I6=9),Reference!$C$102,(IF(AND($F6=\"Standard\",$I6=11),Reference!$C$103,(IF(AND($F6=\"Medium\",$I6=11),Reference!$C$104,(IF(AND($F6=\"High\",$I6=11),Reference!$C$105,(IF(AND($F6=\"Standard\",$I6=12),Reference!$C$103,(IF(AND($F6=\"Medium\",$I6=12),Reference!$C$104,(IF(AND($F6=\"High\",$I6=12),Reference!$C$105,(IF(AND($F6=\"Standard\",$I6=13),Reference!$C$106,(IF(AND($F6=\"Medium\",$I6=13),Reference!$C$107,(IF(AND($F6=\"High\",$I6=13),Reference!$C$108,(IF(AND($F6=\"Standard\",$I6=16),Reference!$C$109,(IF(AND($F6=\"Medium\",$I6=16),Reference!$C$110,(IF(AND($F6=\"High\",$I6=16),Reference!$C$111,(IF(AND($F6=\"Standard\",$I6=17),Reference!$C$109,(IF(AND($F6=\"Medium\",$I6=17),Reference!$C$110,(IF(AND($F6=\"High\",$I6=17),Reference!$C$111,(IF(AND($F6=\"Standard\",$I6=18),Reference!$C$112,(IF(AND($F6=\"Medium\",$I6=18),Reference!$C$113,(IF(AND($F6=\"High\",$I6=18),Reference!$C$114,(IF(AND($F6=\"Standard\",$I6=21),Reference!$C$115,(IF(AND($F6=\"Medium\",$I6=21),Reference!$C$116,(IF(AND($F6=\"High\",$I6=21),Reference!$C$117,(IF(AND($F6=\"Standard\",$I6=23),Reference!$C$118,(IF(AND($F6=\"Medium\",$I6=23),Reference!$C$119,(IF(AND($F6=\"High\",$I6=23),Reference!$C$120,0))))))))))))))))))))))))))))))))))))))))))))))))))))))))))))))))))))))))))))))))))))),0)))","v":0},{"$f":"IF($D$3=\"UL\",(IF($G6>0,((IF(AND($F6=\"Standard\",$I6=2),Reference!$D$121,(IF(AND($F6=\"Medium\",$I6=2),Reference!$D$122,(IF(AND($F6=\"High\",$I6=2),Reference!$D$123,(IF(AND($F6=\"Standard\",$I6=3),Reference!$D$121,(IF(AND($F6=\"Medium\",$I6=3),Reference!$D$122,(IF(AND($F6=\"High\",$I6=3),Reference!$D$123,(IF(AND($F6=\"Standard\",$I6=4),Reference!$D$124,(IF(AND($F6=\"Medium\",$I6=4),Reference!$D$125,(IF(AND($F6=\"High\",$I6=4),Reference!$D$126,(IF(AND($F6=\"Standard\",$I6=7),Reference!$D$127,(IF(AND($F6=\"Medium\",$I6=7),Reference!$D$128,(IF(AND($F6=\"High\",$I6=7),Reference!$D$129,(IF(AND($F6=\"Standard\",$I6=8),Reference!$D$97,(IF(AND($F6=\"Medium\",$I6=8),Reference!$D$98,(IF(AND($F6=\"High\",$I6=8),Reference!$D$99,(IF(AND($F6=\"Standard\",$I6=9),Reference!$D$130,(IF(AND($F6=\"Medium\",$I6=9),Reference!$D$131,(IF(AND($F6=\"High\",$I6=9),Reference!$D$132,(IF(AND($F6=\"Standard\",$I6=11),Reference!$D$133,(IF(AND($F6=\"Medium\",$I6=11),Reference!$D$134,(IF(AND($F6=\"High\",$I6=11),Reference!$D$135,(IF(AND($F6=\"Standard\",$I6=12),Reference!$D$133,(IF(AND($F6=\"Medium\",$I6=12),Reference!$D$134,(IF(AND($F6=\"High\",$I6=12),Reference!$D$135,(IF(AND($F6=\"Standard\",$I6=13),Reference!$D$136,(IF(AND($F6=\"Medium\",$I6=13),Reference!$D$137,(IF(AND($F6=\"High\",$I6=13),Reference!$D$138,(IF(AND($F6=\"Standard\",$I6=16),Reference!$D$139,(IF(AND($F6=\"Medium\",$I6=16),Reference!$D$140,(IF(AND($F6=\"High\",$I6=16),Reference!$D$141,(IF(AND($F6=\"Standard\",$I6=17),Reference!$D$139,(IF(AND($F6=\"Medium\",$I6=17),Reference!$D$140,(IF(AND($F6=\"High\",$I6=17),Reference!$D$141,(IF(AND($F6=\"Standard\",$I6=18),Reference!$D$142,(IF(AND($F6=\"Medium\",$I6=18),Reference!$D$143,(IF(AND($F6=\"High\",$I6=18),Reference!$D$144,(IF(AND($F6=\"Standard\",$I6=21),Reference!$D$145,(IF(AND($F6=\"Medium\",$I6=21),Reference!$D$146,(IF(AND($F6=\"High\",$I6=21),Reference!$D$147,(IF(AND($F6=\"Standard\",$I6=23),Reference!$D$148,(IF(AND($F6=\"Medium\",$I6=23),Reference!$D$149,(IF(AND($F6=\"High\",$I6=23),Reference!$D$150,0))))))))))))))))))))))))))))))))))))))))))))))))))))))))))))))))))))))))))))))))))))),0)),(IF($G6>0,((IF(AND($F6=\"Standard\",$I6=2),Reference!$D$91,(IF(AND($F6=\"Medium\",$I6=2),Reference!$D$92,(IF(AND($F6=\"High\",$I6=2),Reference!$D$93,(IF(AND($F6=\"Standard\",$I6=3),Reference!$D$91,(IF(AND($F6=\"Medium\",$I6=3),Reference!$D$92,(IF(AND($F6=\"High\",$I6=3),Reference!$D$93,(IF(AND($F6=\"Standard\",$I6=4),Reference!$D$94,(IF(AND($F6=\"Medium\",$I6=4),Reference!$D$95,(IF(AND($F6=\"High\",$I6=4),Reference!$D$96,(IF(AND($F6=\"Standard\",$I6=7),Reference!$D$97,(IF(AND($F6=\"Medium\",$I6=7),Reference!$D$98,(IF(AND($F6=\"High\",$I6=7),Reference!$D$99,(IF(AND($F6=\"Standard\",$I6=8),Reference!$D$97,(IF(AND($F6=\"Medium\",$I6=8),Reference!$D$98,(IF(AND($F6=\"High\",$I6=8),Reference!$D$99,(IF(AND($F6=\"Standard\",$I6=9),Reference!$D$100,(IF(AND($F6=\"Medium\",$I6=9),Reference!$D$101,(IF(AND($F6=\"High\",$I6=9),Reference!$D$102,(IF(AND($F6=\"Standard\",$I6=11),Reference!$D$103,(IF(AND($F6=\"Medium\",$I6=11),Reference!$D$104,(IF(AND($F6=\"High\",$I6=11),Reference!$D$105,(IF(AND($F6=\"Standard\",$I6=12),Reference!$D$103,(IF(AND($F6=\"Medium\",$I6=12),Reference!$D$104,(IF(AND($F6=\"High\",$I6=12),Reference!$D$105,(IF(AND($F6=\"Standard\",$I6=13),Reference!$D$106,(IF(AND($F6=\"Medium\",$I6=13),Reference!$D$107,(IF(AND($F6=\"High\",$I6=13),Reference!$D$108,(IF(AND($F6=\"Standard\",$I6=16),Reference!$D$109,(IF(AND($F6=\"Medium\",$I6=16),Reference!$D$110,(IF(AND($F6=\"High\",$I6=16),Reference!$D$111,(IF(AND($F6=\"Standard\",$I6=17),Reference!$D$109,(IF(AND($F6=\"Medium\",$I6=17),Reference!$D$110,(IF(AND($F6=\"High\",$I6=17),Reference!$D$111,(IF(AND($F6=\"Standard\",$I6=18),Reference!$D$112,(IF(AND($F6=\"Medium\",$I6=18),Reference!$D$113,(IF(AND($F6=\"High\",$I6=18),Reference!$D$114,(IF(AND($F6=\"Standard\",$I6=21),Reference!$D$115,(IF(AND($F6=\"Medium\",$I6=21),Reference!$D$116,(IF(AND($F6=\"High\",$I6=21),Reference!$D$117,(IF(AND($F6=\"Standard\",$I6=23),Reference!$D$118,(IF(AND($F6=\"Medium\",$I6=23),Reference!$D$119,(IF(AND($F6=\"High\",$I6=23),Reference!$D$120,0))))))))))))))))))))))))))))))))))))))))))))))))))))))))))))))))))))))))))))))))))))),0)))","v":0},{"$f":"IF($T6>0,$T6,0)*D6","v":0},{"$f":"+$J6*$AJ6*D6","v":0},{"$f":"+$K6*$AJ6*D6","v":0},null,null,{"$f":"+$J6","v":0},{"$f":"+$T6","v":0},{"$f":"IF($AN6=\"Yes\",1,0)","v":0},{"$f":"+$AQ6+$AP6+$AO6","v":0},{"$f":"(IF($AP6=1,IF($AR6=2,Reference!$C$194,IF($AR6=3,Reference!$C$196,IF($AR6=4,Reference!$C$198,0))),IF($AP6=2,IF($AR6=3,Reference!$C$195,IF($AR6=4,Reference!$C$197,IF($AR6=5,Reference!$C$199,0))),0)))","v":0},{"$f":"(IF($AP6=1,IF($AR6=2,Reference!$E$194,IF($AR6=3,Reference!$E$196,IF($AR6=4,Reference!$E$198,0))),IF($AP6=2,IF($AR6=3,Reference!$E$195,IF($AR6=4,Reference!$E$197,IF($AR6=5,Reference!$E$199,0))),0)))","v":0},{"$f":"(IF($AP6=1,IF($AR6=2,Reference!$D$194,IF($AR6=3,Reference!$D$196,IF($AR6=4,Reference!$D$198,0))),IF($AP6=2,IF($AR6=3,Reference!$D$195,IF($AR6=4,Reference!$D$197,IF($AR6=5,Reference!$D$199,0))),0)))","v":0},{"$f":"IF(D6>0,(AJ6/AP6),0)","v":0},null,{"$f":"IF(COUNTIF($R6,\"*Net*\"),\"Yes\",0)","v":0},{"$f":"IF(AX6=\"Yes\",(1*D6),0)","v":0},null,{"$f":"IF($AX6=\"Yes\",(IF($AZ6=\"NU2\",Reference!$B$221,IF($AZ6=\"NU2D\",Reference!$B$222,IF($AZ6=\"NU5N\",Reference!$B$223,IF($AZ6=\"NU5DN\",Reference!$B$224,IF($AZ6=\"NU5DOData\",Reference!$B$225,IF($AZ6=\"NU5DOFD\",Reference!$B$227,IF($AZ6=\"NU5DF\",Reference!$B$226,\"\")))))))),0)","v":0},{"$f":"IF($AX6=\"Yes\",(IF($AZ6=\"NU2\",Reference!$D$221,IF($AZ6=\"NU2D\",Reference!$D$222,IF($AZ6=\"NU5N\",Reference!$D$223,IF($AZ6=\"NU5DN\",Reference!$D$224,IF($AZ6=\"NU5DOData\",Reference!$D$225,IF($AZ6=\"NU5DOFD\",Reference!$D$227,IF($AZ6=\"NU5DF\",Reference!$D$226,0)))))))),0)","v":0},{"$f":"IF($AX6=\"Yes\",(IF($AZ6=\"NU2\",Reference!$E$221,IF($AZ6=\"NU2D\",Reference!$E$222,IF($AZ6=\"NU5N\",Reference!$E$223,IF($AZ6=\"NU5DN\",Reference!$E$224,IF($AZ6=\"NU5DOData\",Reference!$E$225,IF($AZ6=\"NU5DOFD\",Reference!$E$227,IF($AZ6=\"NU5DF\",Reference!$E$226,0)))))))),0)","v":0},{"$f":"IF($AX6=\"Yes\",(IF($AZ6=\"NU2\",Reference!$E$221,IF($AZ6=\"NU2D\",Reference!$E$222,IF($AZ6=\"NU5N\",Reference!$E$223,IF($AZ6=\"NU5DN\",Reference!$E$224,IF($AZ6=\"NU5DOData\",Reference!$E$225,IF($AZ6=\"NU5DOFD\",Reference!$E$227,IF($AZ6=\"NU5DF\",Reference!$E$226,0)))))))),0)","v":0},null,null,{"$f":"+BF6*D6*E6","v":0},{"$f":"IF($BE6=\"AD-10-1960\",Reference!$G$232,IF($BE6=\"AD-10-1963\",Reference!$G$233,IF($BE6=\"AD-10-1966\",Reference!$G$237,IF($BE6=\"AD-10-1975\",Reference!$G$237,IF($BE6=\"AD-10-1980\",Reference!$G$238,IF($BE5=\"SF-400\",Reference!$G$239,\"\"))))))","v":""},{"$f":"IF($BE6=\"AD-10-1960\",Reference!$G$232,IF($BE6=\"AD-10-1963\",Reference!$G$233,IF($BE6=\"AD-10-1966\",Reference!$G$237,IF($BE6=\"AD-10-1975\",Reference!$G$237,IF($BE6=\"AD-10-1980\",Reference!$F$238,IF($BE5=\"SF-400\",Reference!$F$239,\"\"))))))","v":""},{"$f":"IF($BE6=\"AD-10-1960\",Reference!$E$232,IF($BE6=\"AD-10-1963\",Reference!$E$233,IF($BE6=\"AD-10-1966\",Reference!$E$237,IF($BE6=\"AD-10-1975\",Reference!$E$237,IF($BE6=\"AD-10-1980\",Reference!$E$238,IF($BE5=\"SF-400\",Reference!$E$239,\"\"))))))","v":""},null,{"$f":"+Q6","v":0},{"$f":"(IF($D6>0,(IF($BL6=\"AD-05-5400\",'Battery Consumption'!$D$5,IF($BL6=\"AD-05-5410\",'Battery Consumption'!$D$6,IF($BL6=\"AD-05-5405\",'Battery Consumption'!$D$7,IF($BL6=\"AD-05-5415\",'Battery Consumption'!$D$8,IF($BL6=\"AD-05-5425\",'Battery Consumption'!$D$9,IF($BL6=\"AD-05-5420\",'Battery Consumption'!$D$10,IF($BL6=\"AD-05-5430\",'Battery Consumption'!$D$11,IF($BL6=\"AD-05-5440\",'Battery Consumption'!$D$12,IF($BL6=\"AD-05-5435\",'Battery Consumption'!$D$13,IF($BL6=\"AD-05-5445\",'Battery Consumption'!$D$14,IF($BL6=\"AD-05-5455\",'Battery Consumption'!$D$15,IF($BL6=\"AD-05-5450\",'Battery Consumption'!$D$16,IF($BL6=\"AD-05-5460\",'Battery Consumption'!$D$17,IF($BL6=\"AD-05-5465\",'Battery Consumption'!$D$18,IF($BL6=\"AD-05-5470\",'Battery Consumption'!$D$19,IF($BL6=\"AD-05-5401\",'Battery Consumption'!$D$20,IF($BL6=\"AD-05-5413\",'Battery Consumption'!$D$21,IF($BL6=\"AD-05-5406\",'Battery Consumption'!$D$22,IF($BL6=\"AD-05-5416\",'Battery Consumption'!$D$23,IF($BL6=\"AD-05-5426\",'Battery Consumption'!$D$24,IF($BL6=\"AD-05-5421\",'Battery Consumption'!$D$25,IF($BL6=\"AD-05-5432\",'Battery Consumption'!$D$26,IF($BL6=\"AD-05-5441\",'Battery Consumption'!$D$27,IF($BL6=\"AD-05-5437\",'Battery Consumption'!$D$28,IF($BL6=\"AD-05-5446\",'Battery Consumption'!$D$29,IF($BL6=\"AD-05-5456\",'Battery Consumption'!$D$30,IF($BL6=\"AD-05-5451\",'Battery Consumption'!$D$31,IF($BL6=\"AD-05-5461\",'Battery Consumption'!$D$32,IF($BL6=\"AD-05-5471\",'Battery Consumption'!$D$33,IF($BL6=\"AD-05-5466\",'Battery Consumption'!$D$34,0))))))))))))))))))))))))))))))),0))","v":0},{"$f":"+($BM6*$BM$3)/1000","v":0},{"$f":"(IF($D6>0,(IF($BL6=\"AD-05-5400\",'Battery Consumption'!$E$5,IF($BL6=\"AD-05-5410\",'Battery Consumption'!$E$6,IF($BL6=\"AD-05-5405\",'Battery Consumption'!$E$7,IF($BL6=\"AD-05-5415\",'Battery Consumption'!$E$8,IF($BL6=\"AD-05-5425\",'Battery Consumption'!$E$9,IF($BL6=\"AD-05-5420\",'Battery Consumption'!$E$10,IF($BL6=\"AD-05-5430\",'Battery Consumption'!$E$11,IF($BL6=\"AD-05-5440\",'Battery Consumption'!$E$12,IF($BL6=\"AD-05-5435\",'Battery Consumption'!$E$13,IF($BL6=\"AD-05-5445\",'Battery Consumption'!$E$14,IF($BL6=\"AD-05-5455\",'Battery Consumption'!$E$15,IF($BL6=\"AD-05-5450\",'Battery Consumption'!$E$16,IF($BL6=\"AD-05-5460\",'Battery Consumption'!$E$17,IF($BL6=\"AD-05-5465\",'Battery Consumption'!$E$18,IF($BL6=\"AD-05-5470\",'Battery Consumption'!$E$19,IF($BL6=\"AD-05-5401\",'Battery Consumption'!$E$20,IF($BL6=\"AD-05-5413\",'Battery Consumption'!$E$21,IF($BL6=\"AD-05-5406\",'Battery Consumption'!$E$22,IF($BL6=\"AD-05-5416\",'Battery Consumption'!$E$23,IF($BL6=\"AD-05-5426\",'Battery Consumption'!$E$24,IF($BL6=\"AD-05-5421\",'Battery Consumption'!$E$25,IF($BL6=\"AD-05-5432\",'Battery Consumption'!$E$26,IF($BL6=\"AD-05-5441\",'Battery Consumption'!$E$27,IF($BL6=\"AD-05-5437\",'Battery Consumption'!$E$28,IF($BL6=\"AD-05-5446\",'Battery Consumption'!$E$29,IF($BL6=\"AD-05-5456\",'Battery Consumption'!$E$30,IF($BL6=\"AD-05-5451\",'Battery Consumption'!$E$31,IF($BL6=\"AD-05-5461\",'Battery Consumption'!$E$32,IF($BL6=\"AD-05-5471\",'Battery Consumption'!$E$33,IF($BL6=\"AD-05-5466\",'Battery Consumption'!$E$34,0))))))))))))))))))))))))))))))),0))","v":0},{"$f":"+($BO6*$BP$3)/1000","v":0},0,{"$f":"IF($D6>0,(IF($BQ6<12,Reference!$J$259,IF($BQ6<24,Reference!$J$260,IF($BQ6<65,Reference!$J$260,\"Get your own\")))),0)","v":0},{"$f":"IF($D6>0,(IF($BQ6<12,Reference!$F$259,IF($BQ6<24,Reference!$F$260,IF($BQ6<65,Reference!$F$260,\"Get your own\")))),0)","v":0},{"$f":"IF($D6>0,(IF($BQ6<12,Reference!$H$259,IF($BQ6<24,Reference!$H$260,IF($BQ6<65,Reference!$H$260,\"Get your own\")))),0)","v":0}]
[1,"ProSensNet-TP4","Standard",1,1,"Medium",{"$f":"IF(D7>0,(IF($C7=\"\",0,IF($C7=\"Standard\",1,IF($C7=\"Silent\",2,IF($C7=\"Freeze\",3))))),0)","v":1},{"$f":"IF($D7>0,(IF(COUNTIF($B7,\"*TP1*\"),1,(IF(COUNTIF($B7,\"*TP3*\"),2,(IF(COUNTIF($B7,\"*TP4*\"),3,(IF(COUNTIF($B7,\"*TP5*\"),4,(IF(COUNTIF($B7,\"*TT1*\"),5,0)))))))))),0)","v":3},{"$f":"IF(E7>0,(IF(H7=1,(H7+G7),IF(H7=2,(H7+4+G7),IF(H7=3,(H7+7+G7),IF(H7=4,(H7+11+G7),IF(H7=5,(H7+15+G7),0)))))),0)","v":11},2,{"$f":"IF($D7>0,(IF(COUNTIF($B7,\"*TP1*\"),4,(IF(COUNTIF($B7,\"*TP3*\"),4,(IF(COUNTIF($B7,\"*TP4*\"),6,(IF(COUNTIF($B7,\"*TP5*\"),8,(IF(COUNTIF($B7,\"*TT1*\"),8,0)))))))))),0)","v":6},{"$f":"IF($D7>0,(IF(COUNTIF($B7,\"*Net*\"),\"Yes\",\"No\")),0)","v":"Yes"},{"$f":"IF($C7=\"Standard\",\"1x300@\",IF($C7=\"Silent\",\"1x300@\",IF($C7=\"Freeze\",\"1x300@\",0)))","v":"1x300@"},{"$f":"IF($C7=\"Standard\",\"2x63\",IF($C7=\"Silent\",\"2x100\",IF($C7=\"Freeze\",\"2x63\",0)))","v":"2x63"},{"$f":"IF($C7=\"Standard\",\"3Ksqm\",IF($C7=\"Silent\",\"3KSqm\",IF($C7=\"Freeze\",\"3KSqm\",0)))","v":"3Ksqm"},null,{"$f":"IF($D$3=\"UL\",(IF(AND($G7=1,$H7=1),Reference!$C$53,IF(AND($G7=2,$H7=1),Reference!$C$54,IF(AND($G7=3,$H7=1),Reference!$C$55,IF(AND($G7=1,$H7=2),Reference!$C$56,IF(AND($G7=2,$H7=2),Reference!$C$57,IF(AND($G7=3,$H7=2),Reference!$C$58,IF(AND($G7=1,$H7=3),Reference!$C$59,IF(AND($G7=2,$H7=3),Reference!$C$60,IF(AND($G7=3,$H7=3),Reference!$C$61,IF(AND($G7=1,$H7=4),Reference!$C$62,IF(AND($G7=2,$H7=4),Reference!$C$63,IF(AND($G7=3,$H7=4),Reference!$C$64,IF(AND($G7=1,$H7=5),Reference!$C$65,IF(AND($G7=2,$H7=5),Reference!$C$66,IF(AND($G7=3,$H7=5),Reference!$C$67,0)))))))))))))))),(IF(AND($G7=1,$H7=1),Reference!$C$38,IF(AND($G7=2,$H7=1),Reference!$C$39,IF(AND($G7=3,$H7=1),Reference!$C$40,IF(AND($G7=1,$H7=2),Reference!$C$41,IF(AND($G7=2,$H7=2),Reference!$C$42,IF(AND($G7=3,$H7=2),Reference!$C$43,IF(AND($G7=1,$H7=3),Reference!$C$44,IF(AND($G7=2,$H7=3),Reference!$C$45,IF(AND($G7=3,$H7=3),Reference!$C$46,IF(AND($G7=1,$H7=4),Reference!$C$47,IF(AND($G7=2,$H7=4),Reference!$C$48,IF(AND($G7=3,$H7=4),Reference!$C$49,IF(AND($G7=1,$H7=5),Reference!$C$50,IF(AND($G7=2,$H7=5),Reference!$C$51,IF(AND($G7=3,$H7=5),Reference!$C$52,0)))))))))))))))))","v":"AD-05-5432"},{"$f":"IF($D$3=\"UL\",(IF(AND($G7=1,$H7=1),Reference!$B$53,IF(AND($G7=2,$H7=1),Reference!$B$54,IF(AND($G7=3,$H7=1),Reference!$B$55,IF(AND($G7=1,$H7=2),Reference!$B$56,IF(AND($G7=2,$H7=2),Reference!$B$57,IF(AND($G7=3,$H7=2),Reference!$B$58,IF(AND($G7=1,$H7=3),Reference!$B$59,IF(AND($G7=2,$H7=3),Reference!$B$60,IF(AND($G7=3,$H7=3),Reference!$B$61,IF(AND($G7=1,$H7=4),Reference!$B$62,IF(AND($G7=2,$H7=4),Reference!$B$63,IF(AND($G7=3,$H7=4),Reference!$B$64,IF(AND($G7=1,$H7=5),Reference!$B$65,IF(AND($G7=2,$H7=5),Reference!$B$66,IF(AND($G7=3,$H7=5),Reference!$B$67,0)))))))))))))))),(IF(AND($G7=1,$H7=1),Reference!$B$38,IF(AND($G7=2,$H7=1),Reference!$B$39,IF(AND($G7=3,$H7=1),Reference!$B$40,IF(AND($G7=1,$H7=2),Reference!$B$41,IF(AND($G7=2,$H7=2),Reference!$B$42,IF(AND($G7=3,$H7=2),Reference!$B$43,IF(AND($G7=1,$H7=3),Reference!$B$44,IF(AND($G7=2,$H7=3),Reference!$B$45,IF(AND($G7=3,$H7=3),Reference!$B$46,IF(AND($G7=1,$H7=4),Reference!$B$47,IF(AND($G7=2,$H7=4),Reference!$B$48,IF(AND($G7=3,$H7=4),Reference!$B$49,IF(AND($G7=1,$H7=5),Reference!$B$50,IF(AND($G7=2,$H7=5),Reference!$B$51,IF(AND($G7=3,$H7=5),Reference!$B$52,0)))))))))))))))))","v":"Net-ProSens UL Standard-TP4"},{"$f":"+$C7","v":"Standard"},{"$f":"+E7","v":1},"I",{"$f":"IF(U7=\"I\",1,IF(U7=\"U\",2,IF(U7=\"M\",3,IF(U7=\"2U\",4,0))))","v":1},{"$f":"IF(U7<0.9,0,IF($T7>0,($AD7/$W$3)/($T7*$V7),0))","v":10},null,6,4,4,60,{"$f":"IF($U7=1,0,IF($U7=2,2,IF($U7=3,2,IF($U7=4,4,0))))","v":0},{"$f":"IF($U7>0,($AB7*$V7*$T7),0)*D7","v":60},null,null,{"$f":"IF($D$3=\"UL\",(IF($G7>0,((IF(AND($F7=\"Standard\",$I7=2),Reference!$B$121,(IF(AND($F7=\"Medium\",$I7=2),Reference!$B$122,(IF(AND($F7=\"High\",$I7=2),Reference!$B$123,(IF(AND($F7=\"Standard\",$I7=3),Reference!$B$121,(IF(AND($F7=\"Medium\",$I7=3),Reference!$B$122,(IF(AND($F7=\"High\",$I7=3),Reference!$B$123,(IF(AND($F7=\"Standard\",$I7=4),Reference!$B$124,(IF(AND($F7=\"Medium\",$I7=4),Reference!$B$125,(IF(AND($F7=\"High\",$I7=4),Reference!$B$126,(IF(AND($F7=\"Standard\",$I7=7),Reference!$B$127,(IF(AND($F7=\"Medium\",$I7=7),Reference!$B$128,(IF(AND($F7=\"High\",$I7=7),Reference!$B$129,(IF(AND($F7=\"Standard\",$I7=8),Reference!$B$97,(IF(AND($F7=\"Medium\",$I7=8),Reference!$B$98,(IF(AND($F7=\"High\",$I7=8),Reference!$B$99,(IF(AND($F7=\"Standard\",$I7=9),Reference!$B$130,(IF(AND($F7=\"Medium\",$I7=9),Reference!$B$131,(IF(AND($F7=\"High\",$I7=9),Reference!$B$132,(IF(AND($F7=\"Standard\",$I7=11),Reference!$B$133,(IF(AND($F7=\"Medium\",$I7=11),Reference!$B$134,(IF(AND($F7=\"High\",$I7=11),Reference!$B$135,(IF(AND($F7=\"Standard\",$I7=12),Reference!$B$133,(IF(AND($F7=\"Medium\",$I7=12),Reference!$B$134,(IF(AND($F7=\"High\",$I7=12),Reference!$B$135,(IF(AND($F7=\"Standard\",$I7=13),Reference!$B$136,(IF(AND($F7=\"Medium\",$I7=13),Reference!$B$137,(IF(AND($F7=\"High\",$I7=13),Reference!$B$138,(IF(AND($F7=\"Standard\",$I7=16),Reference!$B$139,(IF(AND($F7=\"Medium\",$I7=16),Reference!$B$140,(IF(AND($F7=\"High\",$I7=16),Reference!$B$141,(IF(AND($F7=\"Standard\",$I7=17),Reference!$B$139,(IF(AND($F7=\"Medium\",$I7=17),Reference!$B$140,(IF(AND($F7=\"High\",$I7=17),Reference!$B$141,(IF(AND($F7=\"Standard\",$I7=18),Reference!$B$142,(IF(AND($F7=\"Medium\",$I7=18),Reference!$B$143,(IF(AND($F7=\"High\",$I7=18),Reference!$B$144,(IF(AND($F7=\"Standard\",$I7=21),Reference!$B$145,(IF(AND($F7=\"Medium\",$I7=21),Reference!$B$146,(IF(AND($F7=\"High\",$I7=21),Reference!$B$147,(IF(AND($F7=\"Standard\",$I7=23),Reference!$B$148,(IF(AND($F7=\"Medium\",$I7=23),Reference!$B$149,(IF(AND($F7=\"High\",$I7=23),Reference!$B$150,0))))))))))))))))))))))))))))))))))))))))))))))))))))))))))))))))))))))))))))))))))))),0)),(IF($G7>0,((IF(AND($F7=\"Standard\",$I7=2),Reference!$B$91,(IF(AND($F7=\"Medium\",$I7=2),Reference!$B$92,(IF(AND($F7=\"High\",$I7=2),Reference!$B$93,(IF(AND($F7=\"Standard\",$I7=3),Reference!$B$91,(IF(AND($F7=\"Medium\",$I7=3),Reference!$B$92,(IF(AND($F7=\"High\",$I7=3),Reference!$B$93,(IF(AND($F7=\"Standard\",$I7=4),Reference!$B$94,(IF(AND($F7=\"Medium\",$I7=4),Reference!$B$95,(IF(AND($F7=\"High\",$I7=4),Reference!$B$96,(IF(AND($F7=\"Standard\",$I7=7),Reference!$B$97,(IF(AND($F7=\"Medium\",$I7=7),Reference!$B$98,(IF(AND($F7=\"High\",$I7=7),Reference!$B$99,(IF(AND($F7=\"Standard\",$I7=8),Reference!$B$97,(IF(AND($F7=\"Medium\",$I7=8),Reference!$B$98,(IF(AND($F7=\"High\",$I7=8),Reference!$B$99,(IF(AND($F7=\"Standard\",$I7=9),Reference!$B$100,(IF(AND($F7=\"Medium\",$I7=9),Reference!$B$101,(IF(AND($F7=\"High\",$I7=9),Reference!$B$102,(IF(AND($F7=\"Standard\",$I7=11),Reference!$B$103,(IF(AND($F7=\"Medium\",$I7=11),Reference!$B$104,(IF(AND($F7=\"High\",$I7=11),Reference!$B$105,(IF(AND($F7=\"Standard\",$I7=12),Reference!$B$103,(IF(AND($F7=\"Medium\",$I7=12),Reference!$B$104,(IF(AND($F7=\"High\",$I7=12),Reference!$B$105,(IF(AND($F7=\"Standard\",$I7=13),Reference!$B$106,(IF(AND($F7=\"Medium\",$I7=13),Reference!$B$107,(IF(AND($F7=\"High\",$I7=13),Reference!$B$108,(IF(AND($F7=\"Standard\",$I7=16),Reference!$B$109,(IF(AND($F7=\"Medium\",$I7=16),Reference!$B$110,(IF(AND($F7=\"High\",$I7=16),Reference!$B$111,(IF(AND($F7=\"Standard\",$I7=17),Reference!$B$109,(IF(AND($F7=\"Medium\",$I7=17),Reference!$B$110,(IF(AND($F7=\"High\",$I7=17),Reference!$B$111,(IF(AND($F7=\"Standard\",$I7=18),Reference!$B$112,(IF(AND($F7=\"Medium\",$I7=18),Reference!$B$113,(IF(AND($F7=\"High\",$I7=18),Reference!$B$114,(IF(AND($F7=\"Standard\",$I7=21),Reference!$B$115,(IF(AND($F7=\"Medium\",$I7=21),Reference!$B$116,(IF(AND($F7=\"High\",$I7=21),Reference!$B$117,(IF(AND($F7=\"Standard\",$I7=23),Reference!$B$118,(IF(AND($F7=\"Medium\",$I7=23),Reference!$B$119,(IF(AND($F7=\"High\",$I7=23),Reference!$B$120,0))))))))))))))))))))))))))))))))))))))))))))))))))))))))))))))))))))))))))))))))))))),0)))","v":"UL-Net-Medium: Std/SL ProSensNet -DM-TT-10-L-U/a"},{"$f":"IF($D$3=\"UL\",(IF($G7>0,((IF(AND($F7=\"Standard\",$I7=2),Reference!$C$121,(IF(AND($F7=\"Medium\",$I7=2),Reference!$C$122,(IF(AND($F7=\"High\",$I7=2),Reference!$C$123,(IF(AND($F7=\"Standard\",$I7=3),Reference!$C$121,(IF(AND($F7=\"Medium\",$I7=3),Reference!$C$122,(IF(AND($F7=\"High\",$I7=3),Reference!$C$123,(IF(AND($F7=\"Standard\",$I7=4),Reference!$C$124,(IF(AND($F7=\"Medium\",$I7=4),Reference!$C$125,(IF(AND($F7=\"High\",$I7=4),Reference!$C$126,(IF(AND($F7=\"Standard\",$I7=7),Reference!$C$127,(IF(AND($F7=\"Medium\",$I7=7),Reference!$C$128,(IF(AND($F7=\"High\",$I7=7),Reference!$C$129,(IF(AND($F7=\"Standard\",$I7=8),Reference!$C$97,(IF(AND($F7=\"Medium\",$I7=8),Reference!$C$98,(IF(AND($F7=\"High\",$I7=8),Reference!$C$99,(IF(AND($F7=\"Standard\",$I7=9),Reference!$C$130,(IF(AND($F7=\"Medium\",$I7=9),Reference!$C$131,(IF(AND($F7=\"High\",$I7=9),Reference!$C$132,(IF(AND($F7=\"Standard\",$I7=11),Reference!$C$133,(IF(AND($F7=\"Medium\",$I7=11),Reference!$C$134,(IF(AND($F7=\"High\",$I7=11),Reference!$C$135,(IF(AND($F7=\"Standard\",$I7=12),Reference!$C$133,(IF(AND($F7=\"Medium\",$I7=12),Reference!$C$134,(IF(AND($F7=\"High\",$I7=12),Reference!$C$135,(IF(AND($F7=\"Standard\",$I7=13),Reference!$C$136,(IF(AND($F7=\"Medium\",$I7=13),Reference!$C$137,(IF(AND($F7=\"High\",$I7=13),Reference!$C$138,(IF(AND($F7=\"Standard\",$I7=16),Reference!$C$139,(IF(AND($F7=\"Medium\",$I7=16),Reference!$C$140,(IF(AND($F7=\"High\",$I7=16),Reference!$C$141,(IF(AND($F7=\"Standard\",$I7=17),Reference!$C$139,(IF(AND($F7=\"Medium\",$I7=17),Reference!$C$140,(IF(AND($F7=\"High\",$I7=17),Reference!$C$141,(IF(AND($F7=\"Standard\",$I7=18),Reference!$C$142,(IF(AND($F7=\"Medium\",$I7=18),Reference!$C$143,(IF(AND($F7=\"High\",$I7=18),Reference!$C$144,(IF(AND($F7=\"Standard\",$I7=21),Reference!$C$145,(IF(AND($F7=\"Medium\",$I7=21),Reference!$C$146,(IF(AND($F7=\"High\",$I7=21),Reference!$C$147,(IF(AND($F7=\"Standard\",$I7=23),Reference!$C$148,(IF(AND($F7=\"Medium\",$I7=23),Reference!$C$149,(IF(AND($F7=\"High\",$I7=23),Reference!$C$150,0))))))))))))))))))))))))))))))))))))))))))))))))))))))))))))))))))))))))))))))))))))),0)),(IF($G7>0,((IF(AND($F7=\"Standard\",$I7=2),Reference!$C$91,(IF(AND($F7=\"Medium\",$I7=2),Reference!$C$92,(IF(AND($F7=\"High\",$I7=2),Reference!$C$93,(IF(AND($F7=\"Standard\",$I7=3),Reference!$C$91,(IF(AND($F7=\"Medium\",$I7=3),Reference!$C$92,(IF(AND($F7=\"High\",$I7=3),Reference!$C$93,(IF(AND($F7=\"Standard\",$I7=4),Reference!$C$94,(IF(AND($F7=\"Medium\",$I7=4),Reference!$C$95,(IF(AND($F7=\"High\",$I7=4),Reference!$C$96,(IF(AND($F7=\"Standard\",$I7=7),Reference!$C$97,(IF(AND($F7=\"Medium\",$I7=7),Reference!$C$98,(IF(AND($F7=\"High\",$I7=7),Reference!$C$99,(IF(AND($F7=\"Standard\",$I7=8),Reference!$C$97,(IF(AND($F7=\"Medium\",$I7=8),Reference!$C$98,(IF(AND($F7=\"High\",$I7=8),Reference!$C$99,(IF(AND($F7=\"Standard\",$I7=9),Reference!$C$100,(IF(AND($F7=\"Medium\",$I7=9),Reference!$C$101,(IF(AND($F7=\"High\",$I7=9),Reference!$C$102,(IF(AND($F7=\"Standard\",$I7=11),Reference!$C$103,(IF(AND($F7=\"Medium\",$I7=11),Reference!$C$104,(IF(AND($F7=\"High\",$I7=11),Reference!$C$105,(IF(AND($F7=\"Standard\",$I7=12),Reference!$C$103,(IF(AND($F7=\"Medium\",$I7=12),Reference!$C$104,(IF(AND($F7=\"High\",$I7=12),Reference!$C$105,(IF(AND($F7=\"Standard\",$I7=13),Reference!$C$106,(IF(AND($F7=\"Medium\",$I7=13),Reference!$C$107,(IF(AND($F7=\"High\",$I7=13),Reference!$C$108,(IF(AND($F7=\"Standard\",$I7=16),Reference!$C$109,(IF(AND($F7=\"Medium\",$I7=16),Reference!$C$110,(IF(AND($F7=\"High\",$I7=16),Reference!$C$111,(IF(AND($F7=\"Standard\",$I7=17),Reference!$C$109,(IF(AND($F7=\"Medium\",$I7=17),Reference!$C$110,(IF(AND($F7=\"High\",$I7=17),Reference!$C$111,(IF(AND($F7=\"Standard\",$I7=18),Reference!$C$112,(IF(AND($F7=\"Medium\",$I7=18),Reference!$C$113,(IF(AND($F7=\"High\",$I7=18),Reference!$C$114,(IF(AND($F7=\"Standard\",$I7=21),Reference!$C$115,(IF(AND($F7=\"Medium\",$I7=21),Reference!$C$116,(IF(AND($F7=\"High\",$I7=21),Reference!$C$117,(IF(AND($F7=\"Standard\",$I7=23),Reference!$C$118,(IF(AND($F7=\"Medium\",$I7=23),Reference!$C$119,(IF(AND($F7=\"High\",$I7=23),Reference!$C$120,0))))))))))))))))))))))))))))))))))))))))))))))))))))))))))))))))))))))))))))))))))))),0)))","v":"AD-10-5401"},{"$f":"IF($D$3=\"UL\",(IF($G7>0,((IF(AND($F7=\"Standard\",$I7=2),Reference!$D$121,(IF(AND($F7=\"Medium\",$I7=2),Reference!$D$122,(IF(AND($F7=\"High\",$I7=2),Reference!$D$123,(IF(AND($F7=\"Standard\",$I7=3),Reference!$D$121,(IF(AND($F7=\"Medium\",$I7=3),Reference!$D$122,(IF(AND($F7=\"High\",$I7=3),Reference!$D$123,(IF(AND($F7=\"Standard\",$I7=4),Reference!$D$124,(IF(AND($F7=\"Medium\",$I7=4),Reference!$D$125,(IF(AND($F7=\"High\",$I7=4),Reference!$D$126,(IF(AND($F7=\"Standard\",$I7=7),Reference!$D$127,(IF(AND($F7=\"Medium\",$I7=7),Reference!$D$128,(IF(AND($F7=\"High\",$I7=7),Reference!$D$129,(IF(AND($F7=\"Standard\",$I7=8),Reference!$D$97,(IF(AND($F7=\"Medium\",$I7=8),Reference!$D$98,(IF(AND($F7=\"High\",$I7=8),Reference!$D$99,(IF(AND($F7=\"Standard\",$I7=9),Reference!$D$130,(IF(AND($F7=\"Medium\",$I7=9),Reference!$D$131,(IF(AND($F7=\"High\",$I7=9),Reference!$D$132,(IF(AND($F7=\"Standard\",$I7=11),Reference!$D$133,(IF(AND($F7=\"Medium\",$I7=11),Reference!$D$134,(IF(AND($F7=\"High\",$I7=11),Reference!$D$135,(IF(AND($F7=\"Standard\",$I7=12),Reference!$D$133,(IF(AND($F7=\"Medium\",$I7=12),Reference!$D$134,(IF(AND($F7=\"High\",$I7=12),Reference!$D$135,(IF(AND($F7=\"Standard\",$I7=13),Reference!$D$136,(IF(AND($F7=\"Medium\",$I7=13),Reference!$D$137,(IF(AND($F7=\"High\",$I7=13),Reference!$D$138,(IF(AND($F7=\"Standard\",$I7=16),Reference!$D$139,(IF(AND($F7=\"Medium\",$I7=16),Reference!$D$140,(IF(AND($F7=\"High\",$I7=16),Reference!$D$141,(IF(AND($F7=\"Standard\",$I7=17),Reference!$D$139,(IF(AND($F7=\"Medium\",$I7=17),Reference!$D$140,(IF(AND($F7=\"High\",$I7=17),Reference!$D$141,(IF(AND($F7=\"Standard\",$I7=18),Reference!$D$142,(IF(AND($F7=\"Medium\",$I7=18),Reference!$D$143,(IF(AND($F7=\"High\",$I7=18),Reference!$D$144,(IF(AND($F7=\"Standard\",$I7=21),Reference!$D$145,(IF(AND($F7=\"Medium\",$I7=21),Reference!$D$146,(IF(AND($F7=\"High\",$I7=21),Reference!$D$147,(IF(AND($F7=\"Standard\",$I7=23),Reference!$D$148,(IF(AND($F7=\"Medium\",$I7=23),Reference!$D$149,(IF(AND($F7=\"High\",$I7=23),Reference!$D$150,0))))))))))))))))))))))))))))))))))))))))))))))))))))))))))))))))))))))))))))))))))))),0)),(IF($G7>0,((IF(AND($F7=\"Standard\",$I7=2),Reference!$D$91,(IF(AND($F7=\"Medium\",$I7=2),Reference!$D$92,(IF(AND($F7=\"High\",$I7=2),Reference!$D$93,(IF(AND($F7=\"Standard\",$I7=3),Reference!$D$91,(IF(AND($F7=\"Medium\",$I7=3),Reference!$D$92,(IF(AND($F7=\"High\",$I7=3),Reference!$D$93,(IF(AND($F7=\"Standard\",$I7=4),Reference!$D$94,(IF(AND($F7=\"Medium\",$I7=4),Reference!$D$95,(IF(AND($F7=\"High\",$I7=4),Reference!$D$96,(IF(AND($F7=\"Standard\",$I7=7),Reference!$D$97,(IF(AND($F7=\"Medium\",$I7=7),Reference!$D$98,(IF(AND($F7=\"High\",$I7=7),Reference!$D$99,(IF(AND($F7=\"Standard\",$I7=8),Reference!$D$97,(IF(AND($F7=\"Medium\",$I7=8),Reference!$D$98,(IF(AND($F7=\"High\",$I7=8),Reference!$D$99,(IF(AND($F7=\"Standard\",$I7=9),Reference!$D$100,(IF(AND($F7=\"Medium\",$I7=9),Reference!$D$101,(IF(AND($F7=\"High\",$I7=9),Reference!$D$102,(IF(AND($F7=\"Standard\",$I7=11),Reference!$D$103,(IF(AND($F7=\"Medium\",$I7=11),Reference!$D$104,(IF(AND($F7=\"High\",$I7=11),Reference!$D$105,(IF(AND($F7=\"Standard\",$I7=12),Reference!$D$103,(IF(AND($F7=\"Medium\",$I7=12),Reference!$D$104,(IF(AND($F7=\"High\",$I7=12),Reference!$D$105,(IF(AND($F7=\"Standard\",$I7=13),Reference!$D$106,(IF(AND($F7=\"Medium\",$I7=13),Reference!$D$107,(IF(AND($F7=\"High\",$I7=13),Reference!$D$108,(IF(AND($F7=\"Standard\",$I7=16),Reference!$D$109,(IF(AND($F7=\"Medium\",$I7=16),Reference!$D$110,(IF(AND($F7=\"High\",$I7=16),Reference!$D$111,(IF(AND($F7=\"Standard\",$I7=17),Reference!$D$109,(IF(AND($F7=\"Medium\",$I7=17),Reference!$D$110,(IF(AND($F7=\"High\",$I7=17),Reference!$D$111,(IF(AND($F7=\"Standard\",$I7=18),Reference!$D$112,(IF(AND($F7=\"Medium\",$I7=18),Reference!$D$113,(IF(AND($F7=\"High\",$I7=18),Reference!$D$114,(IF(AND($F7=\"Standard\",$I7=21),Reference!$D$115,(IF(AND($F7=\"Medium\",$I7=21),Reference!$D$116,(IF(AND($F7=\"High\",$I7=21),Reference!$D$117,(IF(AND($F7=\"Standard\",$I7=23),Reference!$D$118,(IF(AND($F7=\"Medium\",$I7=23),Reference!$D$119,(IF(AND($F7=\"High\",$I7=23),Reference!$D$120,0))))))))))))))))))))))))))))))))))))))))))))))))))))))))))))))))))))))))))))))))))))),0)))","v":"Detector Module Sensitivity:  - 0.03%   "},{"$f":"IF(AH7=\"UL-Std Not Available\",0,(IF($T7>0,$T7,0)*D7))","v":1},{"$f":"+$J7*$AJ7*D7","v":2},{"$f":"+$K7*$AJ7*D7","v":6},null,"No",{"$f":"+$J7","v":2},{"$f":"+$T7","v":1},{"$f":"IF($AN7=\"Yes\",1,0)","v":0},{"$f":"+$AQ7+$AP7+$AO7","v":3},{"$f":"(IF($AP7=1,IF($AR7=2,Reference!$C$194,IF($AR7=3,Reference!$C$196,IF($AR7=4,Reference!$C$198,0))),IF($AP7=2,IF($AR7=3,Reference!$C$195,IF($AR7=4,Reference!$C$197,IF($AR7=5,Reference!$C$199,0))),0)))","v":"AD-10-1076"},{"$f":"(IF($AP7=1,IF($AR7=2,Reference!$E$194,IF($AR7=3,Reference!$E$196,IF($AR7=4,Reference!$E$198,0))),IF($AP7=2,IF($AR7=3,Reference!$E$195,IF($AR7=4,Reference!$E$197,IF($AR7=5,Reference!$E$199,0))),0)))","v":"2 Alarm Level@ for 1 pipe"},{"$f":"(IF($AP7=1,IF($AR7=2,Reference!$D$194,IF($AR7=3,Reference!$D$196,IF($AR7=4,Reference!$D$198,0))),IF($AP7=2,IF($AR7=3,Reference!$D$195,IF($AR7=4,Reference!$D$197,IF($AR7=5,Reference!$D$199,0))),0)))","v":"FW-TP-4 F.FILM Sticker,Display 1 Detection Unit-Main Device TP4-ProSens"},{"$f":"IF(D7>0,(AJ7/AP7),0)","v":1},null,{"$f":"IF(COUNTIF($R7,\"*Net*\"),\"Yes\",0)","v":"Yes"},{"$f":"IF(AX7=\"Yes\",(1*D7),0)","v":1},"NU5DF",{"$f":"IF($AX7=\"Yes\",(IF($AZ7=\"NU2\",Reference!$B$221,IF($AZ7=\"NU2D\",Reference!$B$222,IF($AZ7=\"NU5N\",Reference!$B$223,IF($AZ7=\"NU5DN\",Reference!$B$224,IF($AZ7=\"NU5DOData\",Reference!$B$225,IF($AZ7=\"NU5DOFD\",Reference!$B$227,IF($AZ7=\"NU5DF\",Reference!$B$226,\"\")))))))),0)","v":"09-20-6455"},{"$f":"IF($AX7=\"Yes\",(IF($AZ7=\"NU2\",Reference!$D$221,IF($AZ7=\"NU2D\",Reference!$D$222,IF($AZ7=\"NU5N\",Reference!$D$223,IF($AZ7=\"NU5DN\",Reference!$D$224,IF($AZ7=\"NU5DOData\",Reference!$D$225,IF($AZ7=\"NU5DOFD\",Reference!$D$227,IF($AZ7=\"NU5DF\",Reference!$D$226,0)))))))),0)","v":"NU-5-D-F N-CARD+DAT TPN/TT-F  "},{"$f":"IF($AX7=\"Yes\",(IF($AZ7=\"NU2\",Reference!$E$221,IF($AZ7=\"NU2D\",Reference!$E$222,IF($AZ7=\"NU5N\",Reference!$E$223,IF($AZ7=\"NU5DN\",Reference!$E$224,IF($AZ7=\"NU5DOData\",Reference!$E$225,IF($AZ7=\"NU5DOFD\",Reference!$E$227,IF($AZ7=\"NU5DF\",Reference!$E$226,0)))))))),0)","v":"Pro/TopSens"},null,"AD-10-1963",1,{"$f":"+BF7*D7*E7","v":1},{"$f":"IF($BE7=\"AD-10-1960\",Reference!$G$232,IF($BE7=\"AD-10-1963\",Reference!$G$233,IF($BE7=\"AD-10-1966\",Reference!$G$237,IF($BE7=\"AD-10-1975\",Reference!$G$237,IF($BE7=\"AD-10-1980\",Reference!$G$238,IF($BE7=\"AD-10-2000\",Reference!$G$235,IF($BE7=\"AD-10-2010\",Reference!$G$236,\"\")))))))","v":"LF-AD-1-A"},{"$f":"IF($BE7=\"AD-10-1960\",Reference!$F$232,IF($BE7=\"AD-10-1963\",Reference!$F$233,IF($BE7=\"AD-10-1966\",Reference!$F$237,IF($BE7=\"AD-10-1975\",Reference!$F$237,IF($BE7=\"AD-10-1980\",Reference!$F$238,IF($BE7=\"AD-10-2000\",Reference!$F$235,IF($BE7=\"AD-10-2010\",Reference!$F$236,\"\")))))))","v":"10 µM   Medium"},{"$f":"IF($BE7=\"AD-10-1960\",Reference!$E$232,IF($BE7=\"AD-10-1963\",Reference!$E$233,IF($BE7=\"AD-10-1966\",Reference!$E$237,IF($BE7=\"AD-10-1975\",Reference!$E$237,IF($BE7=\"AD-10-1980\",Reference!$E$238,IF($BE7=\"AD-10-2000\",Reference!$E$235,IF($BE7=\"AD-10-2010\",Reference!$E$236,\"\")))))))","v":"LF-AD-1-A FILTER STD Titanus 10 µM(Medium)"},null,{"$f":"+Q7","v":"AD-05-5432"},{"$f":"(IF($D7>0,(IF($BL7=\"AD-05-5400\",'Battery Consumption'!$D$5,IF($BL7=\"AD-05-5410\",'Battery Consumption'!$D$6,IF($BL7=\"AD-05-5405\",'Battery Consumption'!$D$7,IF($BL7=\"AD-05-5415\",'Battery Consumption'!$D$8,IF($BL7=\"AD-05-5425\",'Battery Consumption'!$D$9,IF($BL7=\"AD-05-5420\",'Battery Consumption'!$D$10,IF($BL7=\"AD-05-5430\",'Battery Consumption'!$D$11,IF($BL7=\"AD-05-5440\",'Battery Consumption'!$D$12,IF($BL7=\"AD-05-5435\",'Battery Consumption'!$D$13,IF($BL7=\"AD-05-5445\",'Battery Consumption'!$D$14,IF($BL7=\"AD-05-5455\",'Battery Consumption'!$D$15,IF($BL7=\"AD-05-5450\",'Battery Consumption'!$D$16,IF($BL7=\"AD-05-5460\",'Battery Consumption'!$D$17,IF($BL7=\"AD-05-5465\",'Battery Consumption'!$D$18,IF($BL7=\"AD-05-5470\",'Battery Consumption'!$D$19,IF($BL7=\"AD-05-5401\",'Battery Consumption'!$D$20,IF($BL7=\"AD-05-5413\",'Battery Consumption'!$D$21,IF($BL7=\"AD-05-5406\",'Battery Consumption'!$D$22,IF($BL7=\"AD-05-5416\",'Battery Consumption'!$D$23,IF($BL7=\"AD-05-5426\",'Battery Consumption'!$D$24,IF($BL7=\"AD-05-5421\",'Battery Consumption'!$D$25,IF($BL7=\"AD-05-5432\",'Battery Consumption'!$D$26,IF($BL7=\"AD-05-5441\",'Battery Consumption'!$D$27,IF($BL7=\"AD-05-5437\",'Battery Consumption'!$D$28,IF($BL7=\"AD-05-5446\",'Battery Consumption'!$D$29,IF($BL7=\"AD-05-5456\",'Battery Consumption'!$D$30,IF($BL7=\"AD-05-5451\",'Battery Consumption'!$D$31,IF($BL7=\"AD-05-5461\",'Battery Consumption'!$D$32,IF($BL7=\"AD-05-5471\",'Battery Consumption'!$D$33,IF($BL7=\"AD-05-5466\",'Battery Consumption'!$D$34,0))))))))))))))))))))))))))))))),0))","v":240},5.76,{"$f":"(IF($D7>0,(IF($BL7=\"AD-05-5400\",'Battery Consumption'!$E$5,IF($BL7=\"AD-05-5410\",'Battery Consumption'!$E$6,IF($BL7=\"AD-05-5405\",'Battery Consumption'!$E$7,IF($BL7=\"AD-05-5415\",'Battery Consumption'!$E$8,IF($BL7=\"AD-05-5425\",'Battery Consumption'!$E$9,IF($BL7=\"AD-05-5420\",'Battery Consumption'!$E$10,IF($BL7=\"AD-05-5430\",'Battery Consumption'!$E$11,IF($BL7=\"AD-05-5440\",'Battery Consumption'!$E$12,IF($BL7=\"AD-05-5435\",'Battery Consumption'!$E$13,IF($BL7=\"AD-05-5445\",'Battery Consumption'!$E$14,IF($BL7=\"AD-05-5455\",'Battery Consumption'!$E$15,IF($BL7=\"AD-05-5450\",'Battery Consumption'!$E$16,IF($BL7=\"AD-05-5460\",'Battery Consumption'!$E$17,IF($BL7=\"AD-05-5465\",'Battery Consumption'!$E$18,IF($BL7=\"AD-05-5470\",'Battery Consumption'!$E$19,IF($BL7=\"AD-05-5401\",'Battery Consumption'!$E$20,IF($BL7=\"AD-05-5413\",'Battery Consumption'!$E$21,IF($BL7=\"AD-05-5406\",'Battery Consumption'!$E$22,IF($BL7=\"AD-05-5416\",'Battery Consumption'!$E$23,IF($BL7=\"AD-05-5426\",'Battery Consumption'!$E$24,IF($BL7=\"AD-05-5421\",'Battery Consumption'!$E$25,IF($BL7=\"AD-05-5432\",'Battery Consumption'!$E$26,IF($BL7=\"AD-05-5441\",'Battery Consumption'!$E$27,IF($BL7=\"AD-05-5437\",'Battery Consumption'!$E$28,IF($BL7=\"AD-05-5446\",'Battery Consumption'!$E$29,IF($BL7=\"AD-05-5456\",'Battery Consumption'!$E$30,IF($BL7=\"AD-05-5451\",'Battery Consumption'!$E$31,IF($BL7=\"AD-05-5461\",'Battery Consumption'!$E$32,IF($BL7=\"AD-05-5471\",'Battery Consumption'!$E$33,IF($BL7=\"AD-05-5466\",'Battery Consumption'!$E$34,0))))))))))))))))))))))))))))))),0))","v":240},{"$f":"+($BO7*$BP$3)/1000","v":1.2},8.6999999999999993,{"$f":"IF($D7>0,(IF($BQ7<12,Reference!$J$259,IF($BQ7<24,Reference!$J$260,IF($BQ7<65,Reference!$J$260,\"Get your own\")))),0)","v":"12AH"},{"$f":"IF($D7>0,(IF($BQ7<12,Reference!$F$259,IF($BQ7<24,Reference!$F$260,IF($BQ7<65,Reference!$F$260,\"Get your own\")))),0)","v":"SV-10-0160"},{"$f":"IF($D7>0,(IF($BQ7<12,Reference!$H$259,IF($BQ7<24,Reference!$H$260,IF($BQ7<65,Reference!$H$260,\"Get your own\")))),0)","v":"Power Supply & Charger less Batteries(Max. 12 V / 12 Ah), output current 3.0 A  EN54-4 / A2"},null,{"$f":"+D7","v":1},null,null,"AD-05-5400","FM-ProSens UL Standard -TP1",{"$f":"SUMIF($Q$7:$Q$44,BY7, $D$7:$D$44)","v":0},"FM"]
[{"$f":"+A7+1","v":2},null,null,null,null,null,0,{"$f":"IF($D8>0,(IF(COUNTIF($B8,\"*TP1*\"),1,(IF(COUNTIF($B8,\"*TP3*\"),2,(IF(COUNTIF($B8,\"*TP4*\"),3,(IF(COUNTIF($B8,\"*TP5*\"),4,(IF(COUNTIF($B8,\"*TT1*\"),5,0)))))))))),0)","v":0},{"$f":"IF(D8=1,(IF(H8=1,(H8+G8),IF(H8=2,(H8+4+G8),IF(H8=3,(H8+7+G8),IF(H8=4,(H8+11+G8),IF(H8=5,(H8+15+G8),0)))))),0)","v":0},{"$f":"IF($D8>0,(IF(COUNTIF($B8,\"*TP1*\"),1,(IF(COUNTIF($B8,\"*TP3*\"),1,(IF(COUNTIF($B8,\"*TP4*\"),2,(IF(COUNTIF($B8,\"*TP5*\"),3,(IF(COUNTIF($B8,\"*TT1*\"),3,0)))))))))),0)","v":0},{"$f":"IF($D8>0,(IF(COUNTIF($B8,\"*TP1*\"),4,(IF(COUNTIF($B8,\"*TP3*\"),4,(IF(COUNTIF($B8,\"*TP4*\"),6,(IF(COUNTIF($B8,\"*TP5*\"),8,(IF(COUNTIF($B8,\"*TT1*\"),8,0)))))))))),0)","v":0},{"$f":"IF($D8>0,(IF(COUNTIF($B8,\"*Net*\"),\"Yes\",\"No\")),0)","v":0},{"$f":"IF($C8=\"Standard\",\"1x300@\",IF($C8=\"Silent\",\"1x300@\",IF($C8=\"Freeze\",\"1x300@\",0)))","v":0},{"$f":"IF($C8=\"Standard\",\"2x63\",IF($C8=\"Silent\",\"2x100\",IF($C8=\"Freeze\",\"2x63\",0)))","v":0},{"$f":"IF($C8=\"Standard\",\"3Ksqm\",IF($C8=\"Silent\",\"3KSqm\",IF($C8=\"Freeze\",\"3KSqm\",0)))","v":0},null,{"$f":"IF($D$3=\"UL\",(IF(AND($G8=1,$H8=1),Reference!$C$53,IF(AND($G8=2,$H8=1),Reference!$C$54,IF(AND($G8=3,$H8=1),Reference!$C$55,IF(AND($G8=1,$H8=2),Reference!$C$56,IF(AND($G8=2,$H8=2),Reference!$C$57,IF(AND($G8=3,$H8=2),Reference!$C$58,IF(AND($G8=1,$H8=3),Reference!$C$59,IF(AND($G8=2,$H8=3),Reference!$C$60,IF(AND($G8=3,$H8=3),Reference!$C$61,IF(AND($G8=1,$H8=4),Reference!$C$62,IF(AND($G8=2,$H8=4),Reference!$C$63,IF(AND($G8=3,$H8=4),Reference!$C$64,IF(AND($G8=1,$H8=5),Reference!$C$65,IF(AND($G8=2,$H8=5),Reference!$C$66,IF(AND($G8=3,$H8=5),Reference!$C$67,0)))))))))))))))),(IF(AND($G8=1,$H8=1),Reference!$C$38,IF(AND($G8=2,$H8=1),Reference!$C$39,IF(AND($G8=3,$H8=1),Reference!$C$40,IF(AND($G8=1,$H8=2),Reference!$C$41,IF(AND($G8=2,$H8=2),Reference!$C$42,IF(AND($G8=3,$H8=2),Reference!$C$43,IF(AND($G8=1,$H8=3),Reference!$C$44,IF(AND($G8=2,$H8=3),Reference!$C$45,IF(AND($G8=3,$H8=3),Reference!$C$46,IF(AND($G8=1,$H8=4),Reference!$C$47,IF(AND($G8=2,$H8=4),Reference!$C$48,IF(AND($G8=3,$H8=4),Reference!$C$49,IF(AND($G8=1,$H8=5),Reference!$C$50,IF(AND($G8=2,$H8=5),Reference!$C$51,IF(AND($G8=3,$H8=5),Reference!$C$52,0)))))))))))))))))","v":0},{"$f":"IF($D$3=\"UL\",(IF(AND($G8=1,$H8=1),Reference!$B$53,IF(AND($G8=2,$H8=1),Reference!$B$54,IF(AND($G8=3,$H8=1),Reference!$B$55,IF(AND($G8=1,$H8=2),Reference!$B$56,IF(AND($G8=2,$H8=2),Reference!$B$57,IF(AND($G8=3,$H8=2),Reference!$B$58,IF(AND($G8=1,$H8=3),Reference!$B$59,IF(AND($G8=2,$H8=3),Reference!$B$60,IF(AND($G8=3,$H8=3),Reference!$B$61,IF(AND($G8=1,$H8=4),Reference!$B$62,IF(AND($G8=2,$H8=4),Reference!$B$63,IF(AND($G8=3,$H8=4),Reference!$B$64,IF(AND($G8=1,$H8=5),Reference!$B$65,IF(AND($G8=2,$H8=5),Reference!$B$66,IF(AND($G8=3,$H8=5),Reference!$B$67,0)))))))))))))))),(IF(AND($G8=1,$H8=1),Reference!$B$38,IF(AND($G8=2,$H8=1),Reference!$B$39,IF(AND($G8=3,$H8=1),Reference!$B$40,IF(AND($G8=1,$H8=2),Reference!$B$41,IF(AND($G8=2,$H8=2),Reference!$B$42,IF(AND($G8=3,$H8=2),Reference!$B$43,IF(AND($G8=1,$H8=3),Reference!$B$44,IF(AND($G8=2,$H8=3),Reference!$B$45,IF(AND($G8=3,$H8=3),Reference!$B$46,IF(AND($G8=1,$H8=4),Reference!$B$47,IF(AND($G8=2,$H8=4),Reference!$B$48,IF(AND($G8=3,$H8=4),Reference!$B$49,IF(AND($G8=1,$H8=5),Reference!$B$50,IF(AND($G8=2,$H8=5),Reference!$B$51,IF(AND($G8=3,$H8=5),Reference!$B$52,0)))))))))))))))))","v":0},{"$f":"+$C8","v":0},{"$f":"+E8","v":0},null,{"$f":"IF(U8=\"I\",1,IF(U8=\"U\",2,IF(U8=\"M\",3,IF(U8=\"2U\",4,0))))","v":0},{"$f":"IF(U8<0.9,0,IF($T8>0,($AD8/$W$3)/($T8*$V8),0))","v":0},null,null,null,null,null,{"$f":"IF($U8=1,0,IF($U8=2,2,IF($U8=3,2,IF($U8=4,4,0))))","v":0},{"$f":"IF($U8>0,($AB8*$V8*$T8),0)*D8","v":0},null,null,{"$f":"IF($D$3=\"UL\",(IF($G8>0,((IF(AND($F8=\"Standard\",$I8=2),Reference!$B$121,(IF(AND($F8=\"Medium\",$I8=2),Reference!$B$122,(IF(AND($F8=\"High\",$I8=2),Reference!$B$123,(IF(AND($F8=\"Standard\",$I8=3),Reference!$B$121,(IF(AND($F8=\"Medium\",$I8=3),Reference!$B$122,(IF(AND($F8=\"High\",$I8=3),Reference!$B$123,(IF(AND($F8=\"Standard\",$I8=4),Reference!$B$124,(IF(AND($F8=\"Medium\",$I8=4),Reference!$B$125,(IF(AND($F8=\"High\",$I8=4),Reference!$B$126,(IF(AND($F8=\"Standard\",$I8=7),Reference!$B$127,(IF(AND($F8=\"Medium\",$I8=7),Reference!$B$128,(IF(AND($F8=\"High\",$I8=7),Reference!$B$129,(IF(AND($F8=\"Standard\",$I8=8),Reference!$B$97,(IF(AND($F8=\"Medium\",$I8=8),Reference!$B$98,(IF(AND($F8=\"High\",$I8=8),Reference!$B$99,(IF(AND($F8=\"Standard\",$I8=9),Reference!$B$130,(IF(AND($F8=\"Medium\",$I8=9),Reference!$B$131,(IF(AND($F8=\"High\",$I8=9),Reference!$B$132,(IF(AND($F8=\"Standard\",$I8=11),Reference!$B$133,(IF(AND($F8=\"Medium\",$I8=11),Reference!$B$134,(IF(AND($F8=\"High\",$I8=11),Reference!$B$135,(IF(AND($F8=\"Standard\",$I8=12),Reference!$B$133,(IF(AND($F8=\"Medium\",$I8=12),Reference!$B$134,(IF(AND($F8=\"High\",$I8=12),Reference!$B$135,(IF(AND($F8=\"Standard\",$I8=13),Reference!$B$136,(IF(AND($F8=\"Medium\",$I8=13),Reference!$B$137,(IF(AND($F8=\"High\",$I8=13),Reference!$B$138,(IF(AND($F8=\"Standard\",$I8=16),Reference!$B$139,(IF(AND($F8=\"Medium\",$I8=16),Reference!$B$140,(IF(AND($F8=\"High\",$I8=16),Reference!$B$141,(IF(AND($F8=\"Standard\",$I8=17),Reference!$B$139,(IF(AND($F8=\"Medium\",$I8=17),Reference!$B$140,(IF(AND($F8=\"High\",$I8=17),Reference!$B$141,(IF(AND($F8=\"Standard\",$I8=18),Reference!$B$142,(IF(AND($F8=\"Medium\",$I8=18),Reference!$B$143,(IF(AND($F8=\"High\",$I8=18),Reference!$B$144,(IF(AND($F8=\"Standard\",$I8=21),Reference!$B$145,(IF(AND($F8=\"Medium\",$I8=21),Reference!$B$146,(IF(AND($F8=\"High\",$I8=21),Reference!$B$147,(IF(AND($F8=\"Standard\",$I8=23),Reference!$B$148,(IF(AND($F8=\"Medium\",$I8=23),Reference!$B$149,(IF(AND($F8=\"High\",$I8=23),Reference!$B$150,0))))))))))))))))))))))))))))))))))))))))))))))))))))))))))))))))))))))))))))))))))))),0)),(IF($G8>0,((IF(AND($F8=\"Standard\",$I8=2),Reference!$B$91,(IF(AND($F8=\"Medium\",$I8=2),Reference!$B$92,(IF(AND($F8=\"High\",$I8=2),Reference!$B$93,(IF(AND($F8=\"Standard\",$I8=3),Reference!$B$91,(IF(AND($F8=\"Medium\",$I8=3),Reference!$B$92,(IF(AND($F8=\"High\",$I8=3),Reference!$B$93,(IF(AND($F8=\"Standard\",$I8=4),Reference!$B$94,(IF(AND($F8=\"Medium\",$I8=4),Reference!$B$95,(IF(AND($F8=\"High\",$I8=4),Reference!$B$96,(IF(AND($F8=\"Standard\",$I8=7),Reference!$B$97,(IF(AND($F8=\"Medium\",$I8=7),Reference!$B$98,(IF(AND($F8=\"High\",$I8=7),Reference!$B$99,(IF(AND($F8=\"Standard\",$I8=8),Reference!$B$97,(IF(AND($F8=\"Medium\",$I8=8),Reference!$B$98,(IF(AND($F8=\"High\",$I8=8),Reference!$B$99,(IF(AND($F8=\"Standard\",$I8=9),Reference!$B$100,(IF(AND($F8=\"Medium\",$I8=9),Reference!$B$101,(IF(AND($F8=\"High\",$I8=9),Reference!$B$102,(IF(AND($F8=\"Standard\",$I8=11),Reference!$B$103,(IF(AND($F8=\"Medium\",$I8=11),Reference!$B$104,(IF(AND($F8=\"High\",$I8=11),Reference!$B$105,(IF(AND($F8=\"Standard\",$I8=12),Reference!$B$103,(IF(AND($F8=\"Medium\",$I8=12),Reference!$B$104,(IF(AND($F8=\"High\",$I8=12),Reference!$B$105,(IF(AND($F8=\"Standard\",$I8=13),Reference!$B$106,(IF(AND($F8=\"Medium\",$I8=13),Reference!$B$107,(IF(AND($F8=\"High\",$I8=13),Reference!$B$108,(IF(AND($F8=\"Standard\",$I8=16),Reference!$B$109,(IF(AND($F8=\"Medium\",$I8=16),Reference!$B$110,(IF(AND($F8=\"High\",$I8=16),Reference!$B$111,(IF(AND($F8=\"Standard\",$I8=17),Reference!$B$109,(IF(AND($F8=\"Medium\",$I8=17),Reference!$B$110,(IF(AND($F8=\"High\",$I8=17),Reference!$B$111,(IF(AND($F8=\"Standard\",$I8=18),Reference!$B$112,(IF(AND($F8=\"Medium\",$I8=18),Reference!$B$113,(IF(AND($F8=\"High\",$I8=18),Reference!$B$114,(IF(AND($F8=\"Standard\",$I8=21),Reference!$B$115,(IF(AND($F8=\"Medium\",$I8=21),Reference!$B$116,(IF(AND($F8=\"High\",$I8=21),Reference!$B$117,(IF(AND($F8=\"Standard\",$I8=23),Reference!$B$118,(IF(AND($F8=\"Medium\",$I8=23),Reference!$B$119,(IF(AND($F8=\"High\",$I8=23),Reference!$B$120,0))))))))))))))))))))))))))))))))))))))))))))))))))))))))))))))))))))))))))))))))))))),0)))","v":0},{"$f":"IF($D$3=\"UL\",(IF($G8>0,((IF(AND($F8=\"Standard\",$I8=2),Reference!$C$121,(IF(AND($F8=\"Medium\",$I8=2),Reference!$C$122,(IF(AND($F8=\"High\",$I8=2),Reference!$C$123,(IF(AND($F8=\"Standard\",$I8=3),Reference!$C$121,(IF(AND($F8=\"Medium\",$I8=3),Reference!$C$122,(IF(AND($F8=\"High\",$I8=3),Reference!$C$123,(IF(AND($F8=\"Standard\",$I8=4),Reference!$C$124,(IF(AND($F8=\"Medium\",$I8=4),Reference!$C$125,(IF(AND($F8=\"High\",$I8=4),Reference!$C$126,(IF(AND($F8=\"Standard\",$I8=7),Reference!$C$127,(IF(AND($F8=\"Medium\",$I8=7),Reference!$C$128,(IF(AND($F8=\"High\",$I8=7),Reference!$C$129,(IF(AND($F8=\"Standard\",$I8=8),Reference!$C$97,(IF(AND($F8=\"Medium\",$I8=8),Reference!$C$98,(IF(AND($F8=\"High\",$I8=8),Reference!$C$99,(IF(AND($F8=\"Standard\",$I8=9),Reference!$C$130,(IF(AND($F8=\"Medium\",$I8=9),Reference!$C$131,(IF(AND($F8=\"High\",$I8=9),Reference!$C$132,(IF(AND($F8=\"Standard\",$I8=11),Reference!$C$133,(IF(AND($F8=\"Medium\",$I8=11),Reference!$C$134,(IF(AND($F8=\"High\",$I8=11),Reference!$C$135,(IF(AND($F8=\"Standard\",$I8=12),Reference!$C$133,(IF(AND($F8=\"Medium\",$I8=12),Reference!$C$134,(IF(AND($F8=\"High\",$I8=12),Reference!$C$135,(IF(AND($F8=\"Standard\",$I8=13),Reference!$C$136,(IF(AND($F8=\"Medium\",$I8=13),Reference!$C$137,(IF(AND($F8=\"High\",$I8=13),Reference!$C$138,(IF(AND($F8=\"Standard\",$I8=16),Reference!$C$139,(IF(AND($F8=\"Medium\",$I8=16),Reference!$C$140,(IF(AND($F8=\"High\",$I8=16),Reference!$C$141,(IF(AND($F8=\"Standard\",$I8=17),Reference!$C$139,(IF(AND($F8=\"Medium\",$I8=17),Reference!$C$140,(IF(AND($F8=\"High\",$I8=17),Reference!$C$141,(IF(AND($F8=\"Standard\",$I8=18),Reference!$C$142,(IF(AND($F8=\"Medium\",$I8=18),Reference!$C$143,(IF(AND($F8=\"High\",$I8=18),Reference!$C$144,(IF(AND($F8=\"Standard\",$I8=21),Reference!$C$145,(IF(AND($F8=\"Medium\",$I8=21),Reference!$C$146,(IF(AND($F8=\"High\",$I8=21),Reference!$C$147,(IF(AND($F8=\"Standard\",$I8=23),Reference!$C$148,(IF(AND($F8=\"Medium\",$I8=23),Reference!$C$149,(IF(AND($F8=\"High\",$I8=23),Reference!$C$150,0))))))))))))))))))))))))))))))))))))))))))))))))))))))))))))))))))))))))))))))))))))),0)),(IF($G8>0,((IF(AND($F8=\"Standard\",$I8=2),Reference!$C$91,(IF(AND($F8=\"Medium\",$I8=2),Reference!$C$92,(IF(AND($F8=\"High\",$I8=2),Reference!$C$93,(IF(AND($F8=\"Standard\",$I8=3),Reference!$C$91,(IF(AND($F8=\"Medium\",$I8=3),Reference!$C$92,(IF(AND($F8=\"High\",$I8=3),Reference!$C$93,(IF(AND($F8=\"Standard\",$I8=4),Reference!$C$94,(IF(AND($F8=\"Medium\",$I8=4),Reference!$C$95,(IF(AND($F8=\"High\",$I8=4),Reference!$C$96,(IF(AND($F8=\"Standard\",$I8=7),Reference!$C$97,(IF(AND($F8=\"Medium\",$I8=7),Reference!$C$98,(IF(AND($F8=\"High\",$I8=7),Reference!$C$99,(IF(AND($F8=\"Standard\",$I8=8),Reference!$C$97,(IF(AND($F8=\"Medium\",$I8=8),Reference!$C$98,(IF(AND($F8=\"High\",$I8=8),Reference!$C$99,(IF(AND($F8=\"Standard\",$I8=9),Reference!$C$100,(IF(AND($F8=\"Medium\",$I8=9),Reference!$C$101,(IF(AND($F8=\"High\",$I8=9),Reference!$C$102,(IF(AND($F8=\"Standard\",$I8=11),Reference!$C$103,(IF(AND($F8=\"Medium\",$I8=11),Reference!$C$104,(IF(AND($F8=\"High\",$I8=11),Reference!$C$105,(IF(AND($F8=\"Standard\",$I8=12),Reference!$C$103,(IF(AND($F8=\"Medium\",$I8=12),Reference!$C$104,(IF(AND($F8=\"High\",$I8=12),Reference!$C$105,(IF(AND($F8=\"Standard\",$I8=13),Reference!$C$106,(IF(AND($F8=\"Medium\",$I8=13),Reference!$C$107,(IF(AND($F8=\"High\",$I8=13),Reference!$C$108,(IF(AND($F8=\"Standard\",$I8=16),Reference!$C$109,(IF(AND($F8=\"Medium\",$I8=16),Reference!$C$110,(IF(AND($F8=\"High\",$I8=16),Reference!$C$111,(IF(AND($F8=\"Standard\",$I8=17),Reference!$C$109,(IF(AND($F8=\"Medium\",$I8=17),Reference!$C$110,(IF(AND($F8=\"High\",$I8=17),Reference!$C$111,(IF(AND($F8=\"Standard\",$I8=18),Reference!$C$112,(IF(AND($F8=\"Medium\",$I8=18),Reference!$C$113,(IF(AND($F8=\"High\",$I8=18),Reference!$C$114,(IF(AND($F8=\"Standard\",$I8=21),Reference!$C$115,(IF(AND($F8=\"Medium\",$I8=21),Reference!$C$116,(IF(AND($F8=\"High\",$I8=21),Reference!$C$117,(IF(AND($F8=\"Standard\",$I8=23),Reference!$C$118,(IF(AND($F8=\"Medium\",$I8=23),Reference!$C$119,(IF(AND($F8=\"High\",$I8=23),Reference!$C$120,0))))))))))))))))))))))))))))))))))))))))))))))))))))))))))))))))))))))))))))))))))))),0)))","v":0},{"$f":"IF($D$3=\"UL\",(IF($G8>0,((IF(AND($F8=\"Standard\",$I8=2),Reference!$D$121,(IF(AND($F8=\"Medium\",$I8=2),Reference!$D$122,(IF(AND($F8=\"High\",$I8=2),Reference!$D$123,(IF(AND($F8=\"Standard\",$I8=3),Reference!$D$121,(IF(AND($F8=\"Medium\",$I8=3),Reference!$D$122,(IF(AND($F8=\"High\",$I8=3),Reference!$D$123,(IF(AND($F8=\"Standard\",$I8=4),Reference!$D$124,(IF(AND($F8=\"Medium\",$I8=4),Reference!$D$125,(IF(AND($F8=\"High\",$I8=4),Reference!$D$126,(IF(AND($F8=\"Standard\",$I8=7),Reference!$D$127,(IF(AND($F8=\"Medium\",$I8=7),Reference!$D$128,(IF(AND($F8=\"High\",$I8=7),Reference!$D$129,(IF(AND($F8=\"Standard\",$I8=8),Reference!$D$97,(IF(AND($F8=\"Medium\",$I8=8),Reference!$D$98,(IF(AND($F8=\"High\",$I8=8),Reference!$D$99,(IF(AND($F8=\"Standard\",$I8=9),Reference!$D$130,(IF(AND($F8=\"Medium\",$I8=9),Reference!$D$131,(IF(AND($F8=\"High\",$I8=9),Reference!$D$132,(IF(AND($F8=\"Standard\",$I8=11),Reference!$D$133,(IF(AND($F8=\"Medium\",$I8=11),Reference!$D$134,(IF(AND($F8=\"High\",$I8=11),Reference!$D$135,(IF(AND($F8=\"Standard\",$I8=12),Reference!$D$133,(IF(AND($F8=\"Medium\",$I8=12),Reference!$D$134,(IF(AND($F8=\"High\",$I8=12),Reference!$D$135,(IF(AND($F8=\"Standard\",$I8=13),Reference!$D$136,(IF(AND($F8=\"Medium\",$I8=13),Reference!$D$137,(IF(AND($F8=\"High\",$I8=13),Reference!$D$138,(IF(AND($F8=\"Standard\",$I8=16),Reference!$D$139,(IF(AND($F8=\"Medium\",$I8=16),Reference!$D$140,(IF(AND($F8=\"High\",$I8=16),Reference!$D$141,(IF(AND($F8=\"Standard\",$I8=17),Reference!$D$139,(IF(AND($F8=\"Medium\",$I8=17),Reference!$D$140,(IF(AND($F8=\"High\",$I8=17),Reference!$D$141,(IF(AND($F8=\"Standard\",$I8=18),Reference!$D$142,(IF(AND($F8=\"Medium\",$I8=18),Reference!$D$143,(IF(AND($F8=\"High\",$I8=18),Reference!$D$144,(IF(AND($F8=\"Standard\",$I8=21),Reference!$D$145,(IF(AND($F8=\"Medium\",$I8=21),Reference!$D$146,(IF(AND($F8=\"High\",$I8=21),Reference!$D$147,(IF(AND($F8=\"Standard\",$I8=23),Reference!$D$148,(IF(AND($F8=\"Medium\",$I8=23),Reference!$D$149,(IF(AND($F8=\"High\",$I8=23),Reference!$D$150,0))))))))))))))))))))))))))))))))))))))))))))))))))))))))))))))))))))))))))))))))))))),0)),(IF($G8>0,((IF(AND($F8=\"Standard\",$I8=2),Reference!$D$91,(IF(AND($F8=\"Medium\",$I8=2),Reference!$D$92,(IF(AND($F8=\"High\",$I8=2),Reference!$D$93,(IF(AND($F8=\"Standard\",$I8=3),Reference!$D$91,(IF(AND($F8=\"Medium\",$I8=3),Reference!$D$92,(IF(AND($F8=\"High\",$I8=3),Reference!$D$93,(IF(AND($F8=\"Standard\",$I8=4),Reference!$D$94,(IF(AND($F8=\"Medium\",$I8=4),Reference!$D$95,(IF(AND($F8=\"High\",$I8=4),Reference!$D$96,(IF(AND($F8=\"Standard\",$I8=7),Reference!$D$97,(IF(AND($F8=\"Medium\",$I8=7),Reference!$D$98,(IF(AND($F8=\"High\",$I8=7),Reference!$D$99,(IF(AND($F8=\"Standard\",$I8=8),Reference!$D$97,(IF(AND($F8=\"Medium\",$I8=8),Reference!$D$98,(IF(AND($F8=\"High\",$I8=8),Reference!$D$99,(IF(AND($F8=\"Standard\",$I8=9),Reference!$D$100,(IF(AND($F8=\"Medium\",$I8=9),Reference!$D$101,(IF(AND($F8=\"High\",$I8=9),Reference!$D$102,(IF(AND($F8=\"Standard\",$I8=11),Reference!$D$103,(IF(AND($F8=\"Medium\",$I8=11),Reference!$D$104,(IF(AND($F8=\"High\",$I8=11),Reference!$D$105,(IF(AND($F8=\"Standard\",$I8=12),Reference!$D$103,(IF(AND($F8=\"Medium\",$I8=12),Reference!$D$104,(IF(AND($F8=\"High\",$I8=12),Reference!$D$105,(IF(AND($F8=\"Standard\",$I8=13),Reference!$D$106,(IF(AND($F8=\"Medium\",$I8=13),Reference!$D$107,(IF(AND($F8=\"High\",$I8=13),Reference!$D$108,(IF(AND($F8=\"Standard\",$I8=16),Reference!$D$109,(IF(AND($F8=\"Medium\",$I8=16),Reference!$D$110,(IF(AND($F8=\"High\",$I8=16),Reference!$D$111,(IF(AND($F8=\"Standard\",$I8=17),Reference!$D$109,(IF(AND($F8=\"Medium\",$I8=17),Reference!$D$110,(IF(AND($F8=\"High\",$I8=17),Reference!$D$111,(IF(AND($F8=\"Standard\",$I8=18),Reference!$D$112,(IF(AND($F8=\"Medium\",$I8=18),Reference!$D$113,(IF(AND($F8=\"High\",$I8=18),Reference!$D$114,(IF(AND($F8=\"Standard\",$I8=21),Reference!$D$115,(IF(AND($F8=\"Medium\",$I8=21),Reference!$D$116,(IF(AND($F8=\"High\",$I8=21),Reference!$D$117,(IF(AND($F8=\"Standard\",$I8=23),Reference!$D$118,(IF(AND($F8=\"Medium\",$I8=23),Reference!$D$119,(IF(AND($F8=\"High\",$I8=23),Reference!$D$120,0))))))))))))))))))))))))))))))))))))))))))))))))))))))))))))))))))))))))))))))))))))),0)))","v":0},{"$f":"IF($T8>0,$T8,0)","v":0},{"$f":"+$J8*$AJ8","v":0},{"$f":"+$K8*$AJ8","v":0},null,"No",{"$f":"+$J8","v":0},{"$f":"+$T8","v":0},{"$f":"IF($AN8=\"Yes\",1,0)","v":0},{"$f":"+$AQ8+$AP8+$AO8","v":0},{"$f":"IF($AN8=\"Yes\",IF($AO8=1,Reference!#REF!,IF($AO8=2,Reference!#REF!,IF($AO8=3,Reference!#REF!,0))),(IF($AP8=1,IF($AR8=2,Reference!$C$194,IF($AR8=3,Reference!$C$196,IF($AR8=4,Reference!$C$198,0))),IF($AP8=2,IF($AR8=3,Reference!$C$195,IF($AR8=4,Reference!$C$197,IF($AR8=5,Reference!$C$199,0))),0))))","v":0},{"$f":"IF(AN8=\"Yes\",IF($AO8=1,Reference!#REF!,IF($AO8=2,Reference!#REF!,IF($AO8=3,Reference!#REF!,0))),(IF($AP8=1,IF($AR8=2,Reference!$E$194,IF($AR8=3,Reference!$E$196,IF($AR8=4,Reference!$E$198,0))),IF($AP8=2,IF($AR8=3,Reference!$E$195,IF($AR8=4,Reference!$E$197,IF($AR8=5,Reference!$E$199,0))),0))))","v":0},{"$f":"IF($AN8=\"Yes\",IF($AO8=1,Reference!#REF!,IF($AO8=2,Reference!#REF!,IF($AO8=3,Reference!#REF!,0))),(IF($AP8=1,IF($AR8=2,Reference!$D$194,IF($AR8=3,Reference!$D$196,IF($AR8=4,Reference!$D$198,0))),IF($AP8=2,IF($AR8=3,Reference!$D$195,IF($AR8=4,Reference!$D$197,IF($AR8=5,Reference!$D$199,0))),0))))","v":0},{"$f":"IF(D8>0,(AJ8/AP8),0)","v":0},null,0,{"$f":"IF(AX8=\"Yes\",1,0)","v":0},null,{"$f":"IF($AX8=\"Yes\",(IF($AZ8=\"NU2\",Reference!$B$221,IF($AZ8=\"NU2D\",Reference!$B$222,IF($AZ8=\"NU5N\",Reference!$B$223,IF($AZ8=\"NU5DN\",Reference!$B$224,IF($AZ8=\"NU5DOData\",Reference!$B$225,IF($AZ8=\"NU5DOFD\",Reference!$B$227,\"\"))))))),0)","v":0},{"$f":"IF($AX8=\"Yes\",(IF($AZ8=\"NU2\",Reference!$D$221,IF($AZ8=\"NU2D\",Reference!$D$222,IF($AZ8=\"NU5N\",Reference!$D$223,IF($AZ8=\"NU5DN\",Reference!$D$224,IF($AZ8=\"NU5DOData\",Reference!$D$225,IF($AZ8=\"NU5DOFD\",Reference!$D$227,0))))))),0)","v":0},{"$f":"IF($AX8=\"Yes\",(IF($AZ8=\"NU2\",Reference!$E$221,IF($AZ8=\"NU2D\",Reference!$E$222,IF($AZ8=\"NU5N\",Reference!$E$223,IF($AZ8=\"NU5DN\",Reference!$E$224,IF($AZ8=\"NU5DOData\",Reference!$E$225,IF($AZ8=\"NU5DOFD\",Reference!$E$227,IF($AZ8=\"NU5DF\",Reference!$E$226,0)))))))),0)","v":0},null,null,null,{"$f":"+BF8*D8*E8","v":0},{"$f":"IF($BE8=\"AD-10-1960\",Reference!$G$232,IF($BE8=\"AD-10-1963\",Reference!$G$233,IF($BE8=\"AD-10-1966\",Reference!$G$237,IF($BE8=\"AD-10-1975\",Reference!$G$237,IF($BE8=\"AD-10-1980\",Reference!$G$238,IF($BE8=\"AD-10-2000\",Reference!$G$235,IF($BE8=\"AD-10-2010\",Reference!$G$236,\"\")))))))","v":""},{"$f":"IF($BE8=\"AD-10-1960\",Reference!$F$232,IF($BE8=\"AD-10-1963\",Reference!$F$233,IF($BE8=\"AD-10-1966\",Reference!$F$237,IF($BE8=\"AD-10-1975\",Reference!$F$237,IF($BE8=\"AD-10-1980\",Reference!$F$238,IF($BE8=\"AD-10-2000\",Reference!$F$235,IF($BE8=\"AD-10-2010\",Reference!$F$236,\"\")))))))","v":""},{"$f":"IF($BE8=\"AD-10-1960\",Reference!$E$232,IF($BE8=\"AD-10-1963\",Reference!$E$233,IF($BE8=\"AD-10-1966\",Reference!$E$237,IF($BE8=\"AD-10-1975\",Reference!$E$237,IF($BE8=\"AD-10-1980\",Reference!$E$238,IF($BE8=\"AD-10-2000\",Reference!$E$235,IF($BE8=\"AD-10-2010\",Reference!$E$236,\"\")))))))","v":""},"Power Supply",0,{"$f":"(IF($D8>0,(IF($BL8=\"AD-05-5400\",'Battery Consumption'!$D$5,IF($BL8=\"AD-05-5410\",'Battery Consumption'!$D$6,IF($BL8=\"AD-05-5405\",'Battery Consumption'!$D$7,IF($BL8=\"AD-05-5415\",'Battery Consumption'!$D$8,IF($BL8=\"AD-05-5425\",'Battery Consumption'!$D$9,IF($BL8=\"AD-05-5420\",'Battery Consumption'!$D$10,IF($BL8=\"AD-05-5430\",'Battery Consumption'!$D$11,IF($BL8=\"AD-05-5440\",'Battery Consumption'!$D$12,IF($BL8=\"AD-05-5435\",'Battery Consumption'!$D$13,IF($BL8=\"AD-05-5445\",'Battery Consumption'!$D$14,IF($BL8=\"AD-05-5455\",'Battery Consumption'!$D$15,IF($BL8=\"AD-05-5450\",'Battery Consumption'!$D$16,IF($BL8=\"AD-05-5460\",'Battery Consumption'!$D$17,IF($BL8=\"AD-05-5465\",'Battery Consumption'!$D$18,IF($BL8=\"AD-05-5470\",'Battery Consumption'!$D$19,IF($BL8=\"AD-05-5401\",'Battery Consumption'!$D$20,IF($BL8=\"AD-05-5413\",'Battery Consumption'!$D$21,IF($BL8=\"AD-05-5406\",'Battery Consumption'!$D$22,IF($BL8=\"AD-05-5416\",'Battery Consumption'!$D$23,IF($BL8=\"AD-05-5426\",'Battery Consumption'!$D$24,IF($BL8=\"AD-05-5421\",'Battery Consumption'!$D$25,IF($BL8=\"AD-05-5432\",'Battery Consumption'!$D$26,IF($BL8=\"AD-05-5441\",'Battery Consumption'!$D$27,IF($BL8=\"AD-05-5437\",'Battery Consumption'!$D$28,IF($BL8=\"AD-05-5446\",'Battery Consumption'!$D$29,IF($BL8=\"AD-05-5456\",'Battery Consumption'!$D$30,IF($BL8=\"AD-05-5451\",'Battery Consumption'!$D$31,IF($BL8=\"AD-05-5461\",'Battery Consumption'!$D$32,IF($BL8=\"AD-05-5471\",'Battery Consumption'!$D$33,IF($BL8=\"AD-05-5466\",'Battery Consumption'!$D$34,0))))))))))))))))))))))))))))))),0))","v":0},0,{"$f":"(IF($D8>0,(IF($BL8=\"AD-05-5400\",'Battery Consumption'!$E$5,IF($BL8=\"AD-05-5410\",'Battery Consumption'!$E$6,IF($BL8=\"AD-05-5405\",'Battery Consumption'!$E$7,IF($BL8=\"AD-05-5415\",'Battery Consumption'!$E$8,IF($BL8=\"AD-05-5425\",'Battery Consumption'!$E$9,IF($BL8=\"AD-05-5420\",'Battery Consumption'!$E$10,IF($BL8=\"AD-05-5430\",'Battery Consumption'!$E$11,IF($BL8=\"AD-05-5440\",'Battery Consumption'!$E$12,IF($BL8=\"AD-05-5435\",'Battery Consumption'!$E$13,IF($BL8=\"AD-05-5445\",'Battery Consumption'!$E$14,IF($BL8=\"AD-05-5455\",'Battery Consumption'!$E$15,IF($BL8=\"AD-05-5450\",'Battery Consumption'!$E$16,IF($BL8=\"AD-05-5460\",'Battery Consumption'!$E$17,IF($BL8=\"AD-05-5465\",'Battery Consumption'!$E$18,IF($BL8=\"AD-05-5470\",'Battery Consumption'!$E$19,IF($BL8=\"AD-05-5401\",'Battery Consumption'!$E$20,IF($BL8=\"AD-05-5413\",'Battery Consumption'!$E$21,IF($BL8=\"AD-05-5406\",'Battery Consumption'!$E$22,IF($BL8=\"AD-05-5416\",'Battery Consumption'!$E$23,IF($BL8=\"AD-05-5426\",'Battery Consumption'!$E$24,IF($BL8=\"AD-05-5421\",'Battery Consumption'!$E$25,IF($BL8=\"AD-05-5432\",'Battery Consumption'!$E$26,IF($BL8=\"AD-05-5441\",'Battery Consumption'!$E$27,IF($BL8=\"AD-05-5437\",'Battery Consumption'!$E$28,IF($BL8=\"AD-05-5446\",'Battery Consumption'!$E$29,IF($BL8=\"AD-05-5456\",'Battery Consumption'!$E$30,IF($BL8=\"AD-05-5451\",'Battery Consumption'!$E$31,IF($BL8=\"AD-05-5461\",'Battery Consumption'!$E$32,IF($BL8=\"AD-05-5471\",'Battery Consumption'!$E$33,IF($BL8=\"AD-05-5466\",'Battery Consumption'!$E$34,0))))))))))))))))))))))))))))))),0))","v":0},0,0,{"$f":"IF($D8>0,(IF($BQ8<12,Reference!$J$259,IF($BQ8<24,Reference!$J$260,IF($BQ8<65,Reference!$J$260,\"Get your own\")))),0)","v":0},{"$f":"IF($D8>0,(IF($BQ8<12,Reference!$F$259,IF($BQ8<24,Reference!$F$260,IF($BQ8<65,Reference!$F$260,\"Get your own\")))),0)","v":0},{"$f":"IF($D8>0,(IF($BQ8<12,Reference!$H$259,IF($BQ8<24,Reference!$H$260,IF($BQ8<65,Reference!$H$260,\"Get your own\")))),0)","v":0},null,{"$f":"+D8","v":0},null,null,"AD-05-5410","FM-ProSens Ul Silent-TP1",0,"FM"]
[{"$f":"+A8+1","v":3},null,null,null,null,null,0,0,0,{"$f":"IF($D9>0,(IF(COUNTIF($B9,\"*TP1*\"),1,(IF(COUNTIF($B9,\"*TP3*\"),1,(IF(COUNTIF($B9,\"*TP4*\"),2,(IF(COUNTIF($B9,\"*TP5*\"),3,(IF(COUNTIF($B9,\"*TT1*\"),3,0)))))))))),0)","v":0},0,0,0,0,0,null,{"$f":"IF($D$3=\"UL\",(IF(AND($G9=1,$H9=1),Reference!$C$53,IF(AND($G9=2,$H9=1),Reference!$C$54,IF(AND($G9=3,$H9=1),Reference!$C$55,IF(AND($G9=1,$H9=2),Reference!$C$56,IF(AND($G9=2,$H9=2),Reference!$C$57,IF(AND($G9=3,$H9=2),Reference!$C$58,IF(AND($G9=1,$H9=3),Reference!$C$59,IF(AND($G9=2,$H9=3),Reference!$C$60,IF(AND($G9=3,$H9=3),Reference!$C$61,IF(AND($G9=1,$H9=4),Reference!$C$62,IF(AND($G9=2,$H9=4),Reference!$C$63,IF(AND($G9=3,$H9=4),Reference!$C$64,IF(AND($G9=1,$H9=5),Reference!$C$65,IF(AND($G9=2,$H9=5),Reference!$C$66,IF(AND($G9=3,$H9=5),Reference!$C$67,0)))))))))))))))),(IF(AND($G9=1,$H9=1),Reference!$C$38,IF(AND($G9=2,$H9=1),Reference!$C$39,IF(AND($G9=3,$H9=1),Reference!$C$40,IF(AND($G9=1,$H9=2),Reference!$C$41,IF(AND($G9=2,$H9=2),Reference!$C$42,IF(AND($G9=3,$H9=2),Reference!$C$43,IF(AND($G9=1,$H9=3),Reference!$C$44,IF(AND($G9=2,$H9=3),Reference!$C$45,IF(AND($G9=3,$H9=3),Reference!$C$46,IF(AND($G9=1,$H9=4),Reference!$C$47,IF(AND($G9=2,$H9=4),Reference!$C$48,IF(AND($G9=3,$H9=4),Reference!$C$49,IF(AND($G9=1,$H9=5),Reference!$C$50,IF(AND($G9=2,$H9=5),Reference!$C$51,IF(AND($G9=3,$H9=5),Reference!$C$52,0)))))))))))))))))","v":0},{"$f":"IF($D$3=\"UL\",(IF(AND($G9=1,$H9=1),Reference!$B$53,IF(AND($G9=2,$H9=1),Reference!$B$54,IF(AND($G9=3,$H9=1),Reference!$B$55,IF(AND($G9=1,$H9=2),Reference!$B$56,IF(AND($G9=2,$H9=2),Reference!$B$57,IF(AND($G9=3,$H9=2),Reference!$B$58,IF(AND($G9=1,$H9=3),Reference!$B$59,IF(AND($G9=2,$H9=3),Reference!$B$60,IF(AND($G9=3,$H9=3),Reference!$B$61,IF(AND($G9=1,$H9=4),Reference!$B$62,IF(AND($G9=2,$H9=4),Reference!$B$63,IF(AND($G9=3,$H9=4),Reference!$B$64,IF(AND($G9=1,$H9=5),Reference!$B$65,IF(AND($G9=2,$H9=5),Reference!$B$66,IF(AND($G9=3,$H9=5),Reference!$B$67,0)))))))))))))))),(IF(AND($G9=1,$H9=1),Reference!$B$38,IF(AND($G9=2,$H9=1),Reference!$B$39,IF(AND($G9=3,$H9=1),Reference!$B$40,IF(AND($G9=1,$H9=2),Reference!$B$41,IF(AND($G9=2,$H9=2),Reference!$B$42,IF(AND($G9=3,$H9=2),Reference!$B$43,IF(AND($G9=1,$H9=3),Reference!$B$44,IF(AND($G9=2,$H9=3),Reference!$B$45,IF(AND($G9=3,$H9=3),Reference!$B$46,IF(AND($G9=1,$H9=4),Reference!$B$47,IF(AND($G9=2,$H9=4),Reference!$B$48,IF(AND($G9=3,$H9=4),Reference!$B$49,IF(AND($G9=1,$H9=5),Reference!$B$50,IF(AND($G9=2,$H9=5),Reference!$B$51,IF(AND($G9=3,$H9=5),Reference!$B$52,0)))))))))))))))))","v":0},0,0,null,0,0,null,null,null,null,null,0,{"$f":"IF($U9>0,($AB9*$V9*$T9),0)*D9","v":0},null,null,{"$f":"IF($D$3=\"UL\",(IF($G9>0,((IF(AND($F9=\"Standard\",$I9=2),Reference!$B$121,(IF(AND($F9=\"Medium\",$I9=2),Reference!$B$122,(IF(AND($F9=\"High\",$I9=2),Reference!$B$123,(IF(AND($F9=\"Standard\",$I9=3),Reference!$B$121,(IF(AND($F9=\"Medium\",$I9=3),Reference!$B$122,(IF(AND($F9=\"High\",$I9=3),Reference!$B$123,(IF(AND($F9=\"Standard\",$I9=4),Reference!$B$124,(IF(AND($F9=\"Medium\",$I9=4),Reference!$B$125,(IF(AND($F9=\"High\",$I9=4),Reference!$B$126,(IF(AND($F9=\"Standard\",$I9=7),Reference!$B$127,(IF(AND($F9=\"Medium\",$I9=7),Reference!$B$128,(IF(AND($F9=\"High\",$I9=7),Reference!$B$129,(IF(AND($F9=\"Standard\",$I9=8),Reference!$B$97,(IF(AND($F9=\"Medium\",$I9=8),Reference!$B$98,(IF(AND($F9=\"High\",$I9=8),Reference!$B$99,(IF(AND($F9=\"Standard\",$I9=9),Reference!$B$130,(IF(AND($F9=\"Medium\",$I9=9),Reference!$B$131,(IF(AND($F9=\"High\",$I9=9),Reference!$B$132,(IF(AND($F9=\"Standard\",$I9=11),Reference!$B$133,(IF(AND($F9=\"Medium\",$I9=11),Reference!$B$134,(IF(AND($F9=\"High\",$I9=11),Reference!$B$135,(IF(AND($F9=\"Standard\",$I9=12),Reference!$B$133,(IF(AND($F9=\"Medium\",$I9=12),Reference!$B$134,(IF(AND($F9=\"High\",$I9=12),Reference!$B$135,(IF(AND($F9=\"Standard\",$I9=13),Reference!$B$136,(IF(AND($F9=\"Medium\",$I9=13),Reference!$B$137,(IF(AND($F9=\"High\",$I9=13),Reference!$B$138,(IF(AND($F9=\"Standard\",$I9=16),Reference!$B$139,(IF(AND($F9=\"Medium\",$I9=16),Reference!$B$140,(IF(AND($F9=\"High\",$I9=16),Reference!$B$141,(IF(AND($F9=\"Standard\",$I9=17),Reference!$B$139,(IF(AND($F9=\"Medium\",$I9=17),Reference!$B$140,(IF(AND($F9=\"High\",$I9=17),Reference!$B$141,(IF(AND($F9=\"Standard\",$I9=18),Reference!$B$142,(IF(AND($F9=\"Medium\",$I9=18),Reference!$B$143,(IF(AND($F9=\"High\",$I9=18),Reference!$B$144,(IF(AND($F9=\"Standard\",$I9=21),Reference!$B$145,(IF(AND($F9=\"Medium\",$I9=21),Reference!$B$146,(IF(AND($F9=\"High\",$I9=21),Reference!$B$147,(IF(AND($F9=\"Standard\",$I9=23),Reference!$B$148,(IF(AND($F9=\"Medium\",$I9=23),Reference!$B$149,(IF(AND($F9=\"High\",$I9=23),Reference!$B$150,0))))))))))))))))))))))))))))))))))))))))))))))))))))))))))))))))))))))))))))))))))))),0)),(IF($G9>0,((IF(AND($F9=\"Standard\",$I9=2),Reference!$B$91,(IF(AND($F9=\"Medium\",$I9=2),Reference!$B$92,(IF(AND($F9=\"High\",$I9=2),Reference!$B$93,(IF(AND($F9=\"Standard\",$I9=3),Reference!$B$91,(IF(AND($F9=\"Medium\",$I9=3),Reference!$B$92,(IF(AND($F9=\"High\",$I9=3),Reference!$B$93,(IF(AND($F9=\"Standard\",$I9=4),Reference!$B$94,(IF(AND($F9=\"Medium\",$I9=4),Reference!$B$95,(IF(AND($F9=\"High\",$I9=4),Reference!$B$96,(IF(AND($F9=\"Standard\",$I9=7),Reference!$B$97,(IF(AND($F9=\"Medium\",$I9=7),Reference!$B$98,(IF(AND($F9=\"High\",$I9=7),Reference!$B$99,(IF(AND($F9=\"Standard\",$I9=8),Reference!$B$97,(IF(AND($F9=\"Medium\",$I9=8),Reference!$B$98,(IF(AND($F9=\"High\",$I9=8),Reference!$B$99,(IF(AND($F9=\"Standard\",$I9=9),Reference!$B$100,(IF(AND($F9=\"Medium\",$I9=9),Reference!$B$101,(IF(AND($F9=\"High\",$I9=9),Reference!$B$102,(IF(AND($F9=\"Standard\",$I9=11),Reference!$B$103,(IF(AND($F9=\"Medium\",$I9=11),Reference!$B$104,(IF(AND($F9=\"High\",$I9=11),Reference!$B$105,(IF(AND($F9=\"Standard\",$I9=12),Reference!$B$103,(IF(AND($F9=\"Medium\",$I9=12),Reference!$B$104,(IF(AND($F9=\"High\",$I9=12),Reference!$B$105,(IF(AND($F9=\"Standard\",$I9=13),Reference!$B$106,(IF(AND($F9=\"Medium\",$I9=13),Reference!$B$107,(IF(AND($F9=\"High\",$I9=13),Reference!$B$108,(IF(AND($F9=\"Standard\",$I9=16),Reference!$B$109,(IF(AND($F9=\"Medium\",$I9=16),Reference!$B$110,(IF(AND($F9=\"High\",$I9=16),Reference!$B$111,(IF(AND($F9=\"Standard\",$I9=17),Reference!$B$109,(IF(AND($F9=\"Medium\",$I9=17),Reference!$B$110,(IF(AND($F9=\"High\",$I9=17),Reference!$B$111,(IF(AND($F9=\"Standard\",$I9=18),Reference!$B$112,(IF(AND($F9=\"Medium\",$I9=18),Reference!$B$113,(IF(AND($F9=\"High\",$I9=18),Reference!$B$114,(IF(AND($F9=\"Standard\",$I9=21),Reference!$B$115,(IF(AND($F9=\"Medium\",$I9=21),Reference!$B$116,(IF(AND($F9=\"High\",$I9=21),Reference!$B$117,(IF(AND($F9=\"Standard\",$I9=23),Reference!$B$118,(IF(AND($F9=\"Medium\",$I9=23),Reference!$B$119,(IF(AND($F9=\"High\",$I9=23),Reference!$B$120,0))))))))))))))))))))))))))))))))))))))))))))))))))))))))))))))))))))))))))))))))))))),0)))","v":0},{"$f":"IF($D$3=\"UL\",(IF($G9>0,((IF(AND($F9=\"Standard\",$I9=2),Reference!$C$121,(IF(AND($F9=\"Medium\",$I9=2),Reference!$C$122,(IF(AND($F9=\"High\",$I9=2),Reference!$C$123,(IF(AND($F9=\"Standard\",$I9=3),Reference!$C$121,(IF(AND($F9=\"Medium\",$I9=3),Reference!$C$122,(IF(AND($F9=\"High\",$I9=3),Reference!$C$123,(IF(AND($F9=\"Standard\",$I9=4),Reference!$C$124,(IF(AND($F9=\"Medium\",$I9=4),Reference!$C$125,(IF(AND($F9=\"High\",$I9=4),Reference!$C$126,(IF(AND($F9=\"Standard\",$I9=7),Reference!$C$127,(IF(AND($F9=\"Medium\",$I9=7),Reference!$C$128,(IF(AND($F9=\"High\",$I9=7),Reference!$C$129,(IF(AND($F9=\"Standard\",$I9=8),Reference!$C$97,(IF(AND($F9=\"Medium\",$I9=8),Reference!$C$98,(IF(AND($F9=\"High\",$I9=8),Reference!$C$99,(IF(AND($F9=\"Standard\",$I9=9),Reference!$C$130,(IF(AND($F9=\"Medium\",$I9=9),Reference!$C$131,(IF(AND($F9=\"High\",$I9=9),Reference!$C$132,(IF(AND($F9=\"Standard\",$I9=11),Reference!$C$133,(IF(AND($F9=\"Medium\",$I9=11),Reference!$C$134,(IF(AND($F9=\"High\",$I9=11),Reference!$C$135,(IF(AND($F9=\"Standard\",$I9=12),Reference!$C$133,(IF(AND($F9=\"Medium\",$I9=12),Reference!$C$134,(IF(AND($F9=\"High\",$I9=12),Reference!$C$135,(IF(AND($F9=\"Standard\",$I9=13),Reference!$C$136,(IF(AND($F9=\"Medium\",$I9=13),Reference!$C$137,(IF(AND($F9=\"High\",$I9=13),Reference!$C$138,(IF(AND($F9=\"Standard\",$I9=16),Reference!$C$139,(IF(AND($F9=\"Medium\",$I9=16),Reference!$C$140,(IF(AND($F9=\"High\",$I9=16),Reference!$C$141,(IF(AND($F9=\"Standard\",$I9=17),Reference!$C$139,(IF(AND($F9=\"Medium\",$I9=17),Reference!$C$140,(IF(AND($F9=\"High\",$I9=17),Reference!$C$141,(IF(AND($F9=\"Standard\",$I9=18),Reference!$C$142,(IF(AND($F9=\"Medium\",$I9=18),Reference!$C$143,(IF(AND($F9=\"High\",$I9=18),Reference!$C$144,(IF(AND($F9=\"Standard\",$I9=21),Reference!$C$145,(IF(AND($F9=\"Medium\",$I9=21),Reference!$C$146,(IF(AND($F9=\"High\",$I9=21),Reference!$C$147,(IF(AND($F9=\"Standard\",$I9=23),Reference!$C$148,(IF(AND($F9=\"Medium\",$I9=23),Reference!$C$149,(IF(AND($F9=\"High\",$I9=23),Reference!$C$150,0))))))))))))))))))))))))))))))))))))))))))))))))))))))))))))))))))))))))))))))))))))),0)),(IF($G9>0,((IF(AND($F9=\"Standard\",$I9=2),Reference!$C$91,(IF(AND($F9=\"Medium\",$I9=2),Reference!$C$92,(IF(AND($F9=\"High\",$I9=2),Reference!$C$93,(IF(AND($F9=\"Standard\",$I9=3),Reference!$C$91,(IF(AND($F9=\"Medium\",$I9=3),Reference!$C$92,(IF(AND($F9=\"High\",$I9=3),Reference!$C$93,(IF(AND($F9=\"Standard\",$I9=4),Reference!$C$94,(IF(AND($F9=\"Medium\",$I9=4),Reference!$C$95,(IF(AND($F9=\"High\",$I9=4),Reference!$C$96,(IF(AND($F9=\"Standard\",$I9=7),Reference!$C$97,(IF(AND($F9=\"Medium\",$I9=7),Reference!$C$98,(IF(AND($F9=\"High\",$I9=7),Reference!$C$99,(IF(AND($F9=\"Standard\",$I9=8),Reference!$C$97,(IF(AND($F9=\"Medium\",$I9=8),Reference!$C$98,(IF(AND($F9=\"High\",$I9=8),Reference!$C$99,(IF(AND($F9=\"Standard\",$I9=9),Reference!$C$100,(IF(AND($F9=\"Medium\",$I9=9),Reference!$C$101,(IF(AND($F9=\"High\",$I9=9),Reference!$C$102,(IF(AND($F9=\"Standard\",$I9=11),Reference!$C$103,(IF(AND($F9=\"Medium\",$I9=11),Reference!$C$104,(IF(AND($F9=\"High\",$I9=11),Reference!$C$105,(IF(AND($F9=\"Standard\",$I9=12),Reference!$C$103,(IF(AND($F9=\"Medium\",$I9=12),Reference!$C$104,(IF(AND($F9=\"High\",$I9=12),Reference!$C$105,(IF(AND($F9=\"Standard\",$I9=13),Reference!$C$106,(IF(AND($F9=\"Medium\",$I9=13),Reference!$C$107,(IF(AND($F9=\"High\",$I9=13),Reference!$C$108,(IF(AND($F9=\"Standard\",$I9=16),Reference!$C$109,(IF(AND($F9=\"Medium\",$I9=16),Reference!$C$110,(IF(AND($F9=\"High\",$I9=16),Reference!$C$111,(IF(AND($F9=\"Standard\",$I9=17),Reference!$C$109,(IF(AND($F9=\"Medium\",$I9=17),Reference!$C$110,(IF(AND($F9=\"High\",$I9=17),Reference!$C$111,(IF(AND($F9=\"Standard\",$I9=18),Reference!$C$112,(IF(AND($F9=\"Medium\",$I9=18),Reference!$C$113,(IF(AND($F9=\"High\",$I9=18),Reference!$C$114,(IF(AND($F9=\"Standard\",$I9=21),Reference!$C$115,(IF(AND($F9=\"Medium\",$I9=21),Reference!$C$116,(IF(AND($F9=\"High\",$I9=21),Reference!$C$117,(IF(AND($F9=\"Standard\",$I9=23),Reference!$C$118,(IF(AND($F9=\"Medium\",$I9=23),Reference!$C$119,(IF(AND($F9=\"High\",$I9=23),Reference!$C$120,0))))))))))))))))))))))))))))))))))))))))))))))))))))))))))))))))))))))))))))))))))))),0)))","v":0},{"$f":"IF($D$3=\"UL\",(IF($G9>0,((IF(AND($F9=\"Standard\",$I9=2),Reference!$D$121,(IF(AND($F9=\"Medium\",$I9=2),Reference!$D$122,(IF(AND($F9=\"High\",$I9=2),Reference!$D$123,(IF(AND($F9=\"Standard\",$I9=3),Reference!$D$121,(IF(AND($F9=\"Medium\",$I9=3),Reference!$D$122,(IF(AND($F9=\"High\",$I9=3),Reference!$D$123,(IF(AND($F9=\"Standard\",$I9=4),Reference!$D$124,(IF(AND($F9=\"Medium\",$I9=4),Reference!$D$125,(IF(AND($F9=\"High\",$I9=4),Reference!$D$126,(IF(AND($F9=\"Standard\",$I9=7),Reference!$D$127,(IF(AND($F9=\"Medium\",$I9=7),Reference!$D$128,(IF(AND($F9=\"High\",$I9=7),Reference!$D$129,(IF(AND($F9=\"Standard\",$I9=8),Reference!$D$97,(IF(AND($F9=\"Medium\",$I9=8),Reference!$D$98,(IF(AND($F9=\"High\",$I9=8),Reference!$D$99,(IF(AND($F9=\"Standard\",$I9=9),Reference!$D$130,(IF(AND($F9=\"Medium\",$I9=9),Reference!$D$131,(IF(AND($F9=\"High\",$I9=9),Reference!$D$132,(IF(AND($F9=\"Standard\",$I9=11),Reference!$D$133,(IF(AND($F9=\"Medium\",$I9=11),Reference!$D$134,(IF(AND($F9=\"High\",$I9=11),Reference!$D$135,(IF(AND($F9=\"Standard\",$I9=12),Reference!$D$133,(IF(AND($F9=\"Medium\",$I9=12),Reference!$D$134,(IF(AND($F9=\"High\",$I9=12),Reference!$D$135,(IF(AND($F9=\"Standard\",$I9=13),Reference!$D$136,(IF(AND($F9=\"Medium\",$I9=13),Reference!$D$137,(IF(AND($F9=\"High\",$I9=13),Reference!$D$138,(IF(AND($F9=\"Standard\",$I9=16),Reference!$D$139,(IF(AND($F9=\"Medium\",$I9=16),Reference!$D$140,(IF(AND($F9=\"High\",$I9=16),Reference!$D$141,(IF(AND($F9=\"Standard\",$I9=17),Reference!$D$139,(IF(AND($F9=\"Medium\",$I9=17),Reference!$D$140,(IF(AND($F9=\"High\",$I9=17),Reference!$D$141,(IF(AND($F9=\"Standard\",$I9=18),Reference!$D$142,(IF(AND($F9=\"Medium\",$I9=18),Reference!$D$143,(IF(AND($F9=\"High\",$I9=18),Reference!$D$144,(IF(AND($F9=\"Standard\",$I9=21),Reference!$D$145,(IF(AND($F9=\"Medium\",$I9=21),Reference!$D$146,(IF(AND($F9=\"High\",$I9=21),Reference!$D$147,(IF(AND($F9=\"Standard\",$I9=23),Reference!$D$148,(IF(AND($F9=\"Medium\",$I9=23),Reference!$D$149,(IF(AND($F9=\"High\",$I9=23),Reference!$D$150,0))))))))))))))))))))))))))))))))))))))))))))))))))))))))))))))))))))))))))))))))))))),0)),(IF($G9>0,((IF(AND($F9=\"Standard\",$I9=2),Reference!$D$91,(IF(AND($F9=\"Medium\",$I9=2),Reference!$D$92,(IF(AND($F9=\"High\",$I9=2),Reference!$D$93,(IF(AND($F9=\"Standard\",$I9=3),Reference!$D$91,(IF(AND($F9=\"Medium\",$I9=3),Reference!$D$92,(IF(AND($F9=\"High\",$I9=3),Reference!$D$93,(IF(AND($F9=\"Standard\",$I9=4),Reference!$D$94,(IF(AND($F9=\"Medium\",$I9=4),Reference!$D$95,(IF(AND($F9=\"High\",$I9=4),Reference!$D$96,(IF(AND($F9=\"Standard\",$I9=7),Reference!$D$97,(IF(AND($F9=\"Medium\",$I9=7),Reference!$D$98,(IF(AND($F9=\"High\",$I9=7),Reference!$D$99,(IF(AND($F9=\"Standard\",$I9=8),Reference!$D$97,(IF(AND($F9=\"Medium\",$I9=8),Reference!$D$98,(IF(AND($F9=\"High\",$I9=8),Reference!$D$99,(IF(AND($F9=\"Standard\",$I9=9),Reference!$D$100,(IF(AND($F9=\"Medium\",$I9=9),Reference!$D$101,(IF(AND($F9=\"High\",$I9=9),Reference!$D$102,(IF(AND($F9=\"Standard\",$I9=11),Reference!$D$103,(IF(AND($F9=\"Medium\",$I9=11),Reference!$D$104,(IF(AND($F9=\"High\",$I9=11),Reference!$D$105,(IF(AND($F9=\"Standard\",$I9=12),Reference!$D$103,(IF(AND($F9=\"Medium\",$I9=12),Reference!$D$104,(IF(AND($F9=\"High\",$I9=12),Reference!$D$105,(IF(AND($F9=\"Standard\",$I9=13),Reference!$D$106,(IF(AND($F9=\"Medium\",$I9=13),Reference!$D$107,(IF(AND($F9=\"High\",$I9=13),Reference!$D$108,(IF(AND($F9=\"Standard\",$I9=16),Reference!$D$109,(IF(AND($F9=\"Medium\",$I9=16),Reference!$D$110,(IF(AND($F9=\"High\",$I9=16),Reference!$D$111,(IF(AND($F9=\"Standard\",$I9=17),Reference!$D$109,(IF(AND($F9=\"Medium\",$I9=17),Reference!$D$110,(IF(AND($F9=\"High\",$I9=17),Reference!$D$111,(IF(AND($F9=\"Standard\",$I9=18),Reference!$D$112,(IF(AND($F9=\"Medium\",$I9=18),Reference!$D$113,(IF(AND($F9=\"High\",$I9=18),Reference!$D$114,(IF(AND($F9=\"Standard\",$I9=21),Reference!$D$115,(IF(AND($F9=\"Medium\",$I9=21),Reference!$D$116,(IF(AND($F9=\"High\",$I9=21),Reference!$D$117,(IF(AND($F9=\"Standard\",$I9=23),Reference!$D$118,(IF(AND($F9=\"Medium\",$I9=23),Reference!$D$119,(IF(AND($F9=\"High\",$I9=23),Reference!$D$120,0))))))))))))))))))))))))))))))))))))))))))))))))))))))))))))))))))))))))))))))))))))),0)))","v":0},0,0,0,"Each Detection Unit Added have 3 Alarm Level an  able to have 4 Alarm Relay and can interface to Reset point.","No",0,0,0,0,{"$f":"IF($AN9=\"Yes\",IF($AO9=1,Reference!#REF!,IF($AO9=2,Reference!#REF!,IF($AO9=3,Reference!#REF!,0))),(IF($AP9=1,IF($AR9=2,Reference!$C$194,IF($AR9=3,Reference!$C$196,IF($AR9=4,Reference!$C$198,0))),IF($AP9=2,IF($AR9=3,Reference!$C$195,IF($AR9=4,Reference!$C$197,IF($AR9=5,Reference!$C$199,0))),0))))","v":0},{"$f":"IF(AN9=\"Yes\",IF($AO9=1,Reference!#REF!,IF($AO9=2,Reference!#REF!,IF($AO9=3,Reference!#REF!,0))),(IF($AP9=1,IF($AR9=2,Reference!$E$194,IF($AR9=3,Reference!$E$196,IF($AR9=4,Reference!$E$198,0))),IF($AP9=2,IF($AR9=3,Reference!$E$195,IF($AR9=4,Reference!$E$197,IF($AR9=5,Reference!$E$199,0))),0))))","v":0},{"$f":"IF($AN9=\"Yes\",IF($AO9=1,Reference!#REF!,IF($AO9=2,Reference!#REF!,IF($AO9=3,Reference!#REF!,0))),(IF($AP9=1,IF($AR9=2,Reference!$D$194,IF($AR9=3,Reference!$D$196,IF($AR9=4,Reference!$D$198,0))),IF($AP9=2,IF($AR9=3,Reference!$D$195,IF($AR9=4,Reference!$D$197,IF($AR9=5,Reference!$D$199,0))),0))))","v":0},0,null,0,0,null,{"$f":"IF($AX9=\"Yes\",(IF($AZ9=\"NU2\",Reference!$B$221,IF($AZ9=\"NU2D\",Reference!$B$222,IF($AZ9=\"NU5N\",Reference!$B$223,IF($AZ9=\"NU5DN\",Reference!$B$224,IF($AZ9=\"NU5DOData\",Reference!$B$225,IF($AZ9=\"NU5DOFD\",Reference!$B$227,\"\"))))))),0)","v":0},{"$f":"IF($AX9=\"Yes\",(IF($AZ9=\"NU2\",Reference!$D$221,IF($AZ9=\"NU2D\",Reference!$D$222,IF($AZ9=\"NU5N\",Reference!$D$223,IF($AZ9=\"NU5DN\",Reference!$D$224,IF($AZ9=\"NU5DOData\",Reference!$D$225,IF($AZ9=\"NU5DOFD\",Reference!$D$227,0))))))),0)","v":0},{"$f":"IF($AX9=\"Yes\",(IF($AZ9=\"NU2\",Reference!$E$221,IF($AZ9=\"NU2D\",Reference!$E$222,IF($AZ9=\"NU5N\",Reference!$E$223,IF($AZ9=\"NU5DN\",Reference!$E$224,IF($AZ9=\"NU5DOData\",Reference!$E$225,IF($AZ9=\"NU5DOFD\",Reference!$E$227,IF($AZ9=\"NU5DF\",Reference!$E$226,0)))))))),0)","v":0},null,null,null,0,{"$f":"IF($BE9=\"AD-10-1960\",Reference!$G$232,IF($BE9=\"AD-10-1963\",Reference!$G$233,IF($BE9=\"AD-10-1966\",Reference!$G$237,IF($BE9=\"AD-10-1975\",Reference!$G$237,IF($BE9=\"AD-10-1980\",Reference!$G$238,IF($BE9=\"AD-10-2000\",Reference!$G$235,IF($BE9=\"AD-10-2010\",Reference!$G$236,\"\")))))))","v":""},{"$f":"IF($BE9=\"AD-10-1960\",Reference!$F$232,IF($BE9=\"AD-10-1963\",Reference!$F$233,IF($BE9=\"AD-10-1966\",Reference!$F$237,IF($BE9=\"AD-10-1975\",Reference!$F$237,IF($BE9=\"AD-10-1980\",Reference!$F$238,IF($BE9=\"AD-10-2000\",Reference!$F$235,IF($BE9=\"AD-10-2010\",Reference!$F$236,\"\")))))))","v":""},{"$f":"IF($BE9=\"AD-10-1960\",Reference!$E$232,IF($BE9=\"AD-10-1963\",Reference!$E$233,IF($BE9=\"AD-10-1966\",Reference!$E$237,IF($BE9=\"AD-10-1975\",Reference!$E$237,IF($BE9=\"AD-10-1980\",Reference!$E$238,IF($BE9=\"AD-10-2000\",Reference!$E$235,IF($BE9=\"AD-10-2010\",Reference!$E$236,\"\")))))))","v":""},"EN54",0,{"$f":"(IF($D9>0,(IF($BL9=\"AD-05-5400\",'Battery Consumption'!$D$5,IF($BL9=\"AD-05-5410\",'Battery Consumption'!$D$6,IF($BL9=\"AD-05-5405\",'Battery Consumption'!$D$7,IF($BL9=\"AD-05-5415\",'Battery Consumption'!$D$8,IF($BL9=\"AD-05-5425\",'Battery Consumption'!$D$9,IF($BL9=\"AD-05-5420\",'Battery Consumption'!$D$10,IF($BL9=\"AD-05-5430\",'Battery Consumption'!$D$11,IF($BL9=\"AD-05-5440\",'Battery Consumption'!$D$12,IF($BL9=\"AD-05-5435\",'Battery Consumption'!$D$13,IF($BL9=\"AD-05-5445\",'Battery Consumption'!$D$14,IF($BL9=\"AD-05-5455\",'Battery Consumption'!$D$15,IF($BL9=\"AD-05-5450\",'Battery Consumption'!$D$16,IF($BL9=\"AD-05-5460\",'Battery Consumption'!$D$17,IF($BL9=\"AD-05-5465\",'Battery Consumption'!$D$18,IF($BL9=\"AD-05-5470\",'Battery Consumption'!$D$19,IF($BL9=\"AD-05-5401\",'Battery Consumption'!$D$20,IF($BL9=\"AD-05-5413\",'Battery Consumption'!$D$21,IF($BL9=\"AD-05-5406\",'Battery Consumption'!$D$22,IF($BL9=\"AD-05-5416\",'Battery Consumption'!$D$23,IF($BL9=\"AD-05-5426\",'Battery Consumption'!$D$24,IF($BL9=\"AD-05-5421\",'Battery Consumption'!$D$25,IF($BL9=\"AD-05-5432\",'Battery Consumption'!$D$26,IF($BL9=\"AD-05-5441\",'Battery Consumption'!$D$27,IF($BL9=\"AD-05-5437\",'Battery Consumption'!$D$28,IF($BL9=\"AD-05-5446\",'Battery Consumption'!$D$29,IF($BL9=\"AD-05-5456\",'Battery Consumption'!$D$30,IF($BL9=\"AD-05-5451\",'Battery Consumption'!$D$31,IF($BL9=\"AD-05-5461\",'Battery Consumption'!$D$32,IF($BL9=\"AD-05-5471\",'Battery Consumption'!$D$33,IF($BL9=\"AD-05-5466\",'Battery Consumption'!$D$34,0))))))))))))))))))))))))))))))),0))","v":0},0,{"$f":"(IF($D9>0,(IF($BL9=\"AD-05-5400\",'Battery Consumption'!$E$5,IF($BL9=\"AD-05-5410\",'Battery Consumption'!$E$6,IF($BL9=\"AD-05-5405\",'Battery Consumption'!$E$7,IF($BL9=\"AD-05-5415\",'Battery Consumption'!$E$8,IF($BL9=\"AD-05-5425\",'Battery Consumption'!$E$9,IF($BL9=\"AD-05-5420\",'Battery Consumption'!$E$10,IF($BL9=\"AD-05-5430\",'Battery Consumption'!$E$11,IF($BL9=\"AD-05-5440\",'Battery Consumption'!$E$12,IF($BL9=\"AD-05-5435\",'Battery Consumption'!$E$13,IF($BL9=\"AD-05-5445\",'Battery Consumption'!$E$14,IF($BL9=\"AD-05-5455\",'Battery Consumption'!$E$15,IF($BL9=\"AD-05-5450\",'Battery Consumption'!$E$16,IF($BL9=\"AD-05-5460\",'Battery Consumption'!$E$17,IF($BL9=\"AD-05-5465\",'Battery Consumption'!$E$18,IF($BL9=\"AD-05-5470\",'Battery Consumption'!$E$19,IF($BL9=\"AD-05-5401\",'Battery Consumption'!$E$20,IF($BL9=\"AD-05-5413\",'Battery Consumption'!$E$21,IF($BL9=\"AD-05-5406\",'Battery Consumption'!$E$22,IF($BL9=\"AD-05-5416\",'Battery Consumption'!$E$23,IF($BL9=\"AD-05-5426\",'Battery Consumption'!$E$24,IF($BL9=\"AD-05-5421\",'Battery Consumption'!$E$25,IF($BL9=\"AD-05-5432\",'Battery Consumption'!$E$26,IF($BL9=\"AD-05-5441\",'Battery Consumption'!$E$27,IF($BL9=\"AD-05-5437\",'Battery Consumption'!$E$28,IF($BL9=\"AD-05-5446\",'Battery Consumption'!$E$29,IF($BL9=\"AD-05-5456\",'Battery Consumption'!$E$30,IF($BL9=\"AD-05-5451\",'Battery Consumption'!$E$31,IF($BL9=\"AD-05-5461\",'Battery Consumption'!$E$32,IF($BL9=\"AD-05-5471\",'Battery Consumption'!$E$33,IF($BL9=\"AD-05-5466\",'Battery Consumption'!$E$34,0))))))))))))))))))))))))))))))),0))","v":0},0,0,{"$f":"IF($D9>0,(IF($BQ9<12,Reference!$J$259,IF($BQ9<24,Reference!$J$260,IF($BQ9<65,Reference!$J$260,\"Get your own\")))),0)","v":0},{"$f":"IF($D9>0,(IF($BQ9<12,Reference!$F$259,IF($BQ9<24,Reference!$F$260,IF($BQ9<65,Reference!$F$260,\"Get your own\")))),0)","v":0},{"$f":"IF($D9>0,(IF($BQ9<12,Reference!$H$259,IF($BQ9<24,Reference!$H$260,IF($BQ9<65,Reference!$H$260,\"Get your own\")))),0)","v":0},null,0,null,null,"AD-05-5405","FM-ProSens UL Freeze -TP1",0,"FM"]
[4,null,null,null,null,null,0,0,0,0,0,0,0,0,0,null,{"$f":"IF($D$3=\"UL\",(IF(AND($G10=1,$H10=1),Reference!$C$53,IF(AND($G10=2,$H10=1),Reference!$C$54,IF(AND($G10=3,$H10=1),Reference!$C$55,IF(AND($G10=1,$H10=2),Reference!$C$56,IF(AND($G10=2,$H10=2),Reference!$C$57,IF(AND($G10=3,$H10=2),Reference!$C$58,IF(AND($G10=1,$H10=3),Reference!$C$59,IF(AND($G10=2,$H10=3),Reference!$C$60,IF(AND($G10=3,$H10=3),Reference!$C$61,IF(AND($G10=1,$H10=4),Reference!$C$62,IF(AND($G10=2,$H10=4),Reference!$C$63,IF(AND($G10=3,$H10=4),Reference!$C$64,IF(AND($G10=1,$H10=5),Reference!$C$65,IF(AND($G10=2,$H10=5),Reference!$C$66,IF(AND($G10=3,$H10=5),Reference!$C$67,0)))))))))))))))),(IF(AND($G10=1,$H10=1),Reference!$C$38,IF(AND($G10=2,$H10=1),Reference!$C$39,IF(AND($G10=3,$H10=1),Reference!$C$40,IF(AND($G10=1,$H10=2),Reference!$C$41,IF(AND($G10=2,$H10=2),Reference!$C$42,IF(AND($G10=3,$H10=2),Reference!$C$43,IF(AND($G10=1,$H10=3),Reference!$C$44,IF(AND($G10=2,$H10=3),Reference!$C$45,IF(AND($G10=3,$H10=3),Reference!$C$46,IF(AND($G10=1,$H10=4),Reference!$C$47,IF(AND($G10=2,$H10=4),Reference!$C$48,IF(AND($G10=3,$H10=4),Reference!$C$49,IF(AND($G10=1,$H10=5),Reference!$C$50,IF(AND($G10=2,$H10=5),Reference!$C$51,IF(AND($G10=3,$H10=5),Reference!$C$52,0)))))))))))))))))","v":0},{"$f":"IF($D$3=\"UL\",(IF(AND($G10=1,$H10=1),Reference!$B$53,IF(AND($G10=2,$H10=1),Reference!$B$54,IF(AND($G10=3,$H10=1),Reference!$B$55,IF(AND($G10=1,$H10=2),Reference!$B$56,IF(AND($G10=2,$H10=2),Reference!$B$57,IF(AND($G10=3,$H10=2),Reference!$B$58,IF(AND($G10=1,$H10=3),Reference!$B$59,IF(AND($G10=2,$H10=3),Reference!$B$60,IF(AND($G10=3,$H10=3),Reference!$B$61,IF(AND($G10=1,$H10=4),Reference!$B$62,IF(AND($G10=2,$H10=4),Reference!$B$63,IF(AND($G10=3,$H10=4),Reference!$B$64,IF(AND($G10=1,$H10=5),Reference!$B$65,IF(AND($G10=2,$H10=5),Reference!$B$66,IF(AND($G10=3,$H10=5),Reference!$B$67,0)))))))))))))))),(IF(AND($G10=1,$H10=1),Reference!$B$38,IF(AND($G10=2,$H10=1),Reference!$B$39,IF(AND($G10=3,$H10=1),Reference!$B$40,IF(AND($G10=1,$H10=2),Reference!$B$41,IF(AND($G10=2,$H10=2),Reference!$B$42,IF(AND($G10=3,$H10=2),Reference!$B$43,IF(AND($G10=1,$H10=3),Reference!$B$44,IF(AND($G10=2,$H10=3),Reference!$B$45,IF(AND($G10=3,$H10=3),Reference!$B$46,IF(AND($G10=1,$H10=4),Reference!$B$47,IF(AND($G10=2,$H10=4),Reference!$B$48,IF(AND($G10=3,$H10=4),Reference!$B$49,IF(AND($G10=1,$H10=5),Reference!$B$50,IF(AND($G10=2,$H10=5),Reference!$B$51,IF(AND($G10=3,$H10=5),Reference!$B$52,0)))))))))))))))))","v":0},0,0,null,0,0,null,null,null,null,null,0,0,null,null,{"$f":"IF($D$3=\"UL\",(IF($G10>0,((IF(AND($F10=\"Standard\",$I10=2),Reference!$B$121,(IF(AND($F10=\"Medium\",$I10=2),Reference!$B$122,(IF(AND($F10=\"High\",$I10=2),Reference!$B$123,(IF(AND($F10=\"Standard\",$I10=3),Reference!$B$121,(IF(AND($F10=\"Medium\",$I10=3),Reference!$B$122,(IF(AND($F10=\"High\",$I10=3),Reference!$B$123,(IF(AND($F10=\"Standard\",$I10=4),Reference!$B$124,(IF(AND($F10=\"Medium\",$I10=4),Reference!$B$125,(IF(AND($F10=\"High\",$I10=4),Reference!$B$126,(IF(AND($F10=\"Standard\",$I10=7),Reference!$B$127,(IF(AND($F10=\"Medium\",$I10=7),Reference!$B$128,(IF(AND($F10=\"High\",$I10=7),Reference!$B$129,(IF(AND($F10=\"Standard\",$I10=8),Reference!$B$97,(IF(AND($F10=\"Medium\",$I10=8),Reference!$B$98,(IF(AND($F10=\"High\",$I10=8),Reference!$B$99,(IF(AND($F10=\"Standard\",$I10=9),Reference!$B$130,(IF(AND($F10=\"Medium\",$I10=9),Reference!$B$131,(IF(AND($F10=\"High\",$I10=9),Reference!$B$132,(IF(AND($F10=\"Standard\",$I10=11),Reference!$B$133,(IF(AND($F10=\"Medium\",$I10=11),Reference!$B$134,(IF(AND($F10=\"High\",$I10=11),Reference!$B$135,(IF(AND($F10=\"Standard\",$I10=12),Reference!$B$133,(IF(AND($F10=\"Medium\",$I10=12),Reference!$B$134,(IF(AND($F10=\"High\",$I10=12),Reference!$B$135,(IF(AND($F10=\"Standard\",$I10=13),Reference!$B$136,(IF(AND($F10=\"Medium\",$I10=13),Reference!$B$137,(IF(AND($F10=\"High\",$I10=13),Reference!$B$138,(IF(AND($F10=\"Standard\",$I10=16),Reference!$B$139,(IF(AND($F10=\"Medium\",$I10=16),Reference!$B$140,(IF(AND($F10=\"High\",$I10=16),Reference!$B$141,(IF(AND($F10=\"Standard\",$I10=17),Reference!$B$139,(IF(AND($F10=\"Medium\",$I10=17),Reference!$B$140,(IF(AND($F10=\"High\",$I10=17),Reference!$B$141,(IF(AND($F10=\"Standard\",$I10=18),Reference!$B$142,(IF(AND($F10=\"Medium\",$I10=18),Reference!$B$143,(IF(AND($F10=\"High\",$I10=18),Reference!$B$144,(IF(AND($F10=\"Standard\",$I10=21),Reference!$B$145,(IF(AND($F10=\"Medium\",$I10=21),Reference!$B$146,(IF(AND($F10=\"High\",$I10=21),Reference!$B$147,(IF(AND($F10=\"Standard\",$I10=23),Reference!$B$148,(IF(AND($F10=\"Medium\",$I10=23),Reference!$B$149,(IF(AND($F10=\"High\",$I10=23),Reference!$B$150,0))))))))))))))))))))))))))))))))))))))))))))))))))))))))))))))))))))))))))))))))))))),0)),(IF($G10>0,((IF(AND($F10=\"Standard\",$I10=2),Reference!$B$91,(IF(AND($F10=\"Medium\",$I10=2),Reference!$B$92,(IF(AND($F10=\"High\",$I10=2),Reference!$B$93,(IF(AND($F10=\"Standard\",$I10=3),Reference!$B$91,(IF(AND($F10=\"Medium\",$I10=3),Reference!$B$92,(IF(AND($F10=\"High\",$I10=3),Reference!$B$93,(IF(AND($F10=\"Standard\",$I10=4),Reference!$B$94,(IF(AND($F10=\"Medium\",$I10=4),Reference!$B$95,(IF(AND($F10=\"High\",$I10=4),Reference!$B$96,(IF(AND($F10=\"Standard\",$I10=7),Reference!$B$97,(IF(AND($F10=\"Medium\",$I10=7),Reference!$B$98,(IF(AND($F10=\"High\",$I10=7),Reference!$B$99,(IF(AND($F10=\"Standard\",$I10=8),Reference!$B$97,(IF(AND($F10=\"Medium\",$I10=8),Reference!$B$98,(IF(AND($F10=\"High\",$I10=8),Reference!$B$99,(IF(AND($F10=\"Standard\",$I10=9),Reference!$B$100,(IF(AND($F10=\"Medium\",$I10=9),Reference!$B$101,(IF(AND($F10=\"High\",$I10=9),Reference!$B$102,(IF(AND($F10=\"Standard\",$I10=11),Reference!$B$103,(IF(AND($F10=\"Medium\",$I10=11),Reference!$B$104,(IF(AND($F10=\"High\",$I10=11),Reference!$B$105,(IF(AND($F10=\"Standard\",$I10=12),Reference!$B$103,(IF(AND($F10=\"Medium\",$I10=12),Reference!$B$104,(IF(AND($F10=\"High\",$I10=12),Reference!$B$105,(IF(AND($F10=\"Standard\",$I10=13),Reference!$B$106,(IF(AND($F10=\"Medium\",$I10=13),Reference!$B$107,(IF(AND($F10=\"High\",$I10=13),Reference!$B$108,(IF(AND($F10=\"Standard\",$I10=16),Reference!$B$109,(IF(AND($F10=\"Medium\",$I10=16),Reference!$B$110,(IF(AND($F10=\"High\",$I10=16),Reference!$B$111,(IF(AND($F10=\"Standard\",$I10=17),Reference!$B$109,(IF(AND($F10=\"Medium\",$I10=17),Reference!$B$110,(IF(AND($F10=\"High\",$I10=17),Reference!$B$111,(IF(AND($F10=\"Standard\",$I10=18),Reference!$B$112,(IF(AND($F10=\"Medium\",$I10=18),Reference!$B$113,(IF(AND($F10=\"High\",$I10=18),Reference!$B$114,(IF(AND($F10=\"Standard\",$I10=21),Reference!$B$115,(IF(AND($F10=\"Medium\",$I10=21),Reference!$B$116,(IF(AND($F10=\"High\",$I10=21),Reference!$B$117,(IF(AND($F10=\"Standard\",$I10=23),Reference!$B$118,(IF(AND($F10=\"Medium\",$I10=23),Reference!$B$119,(IF(AND($F10=\"High\",$I10=23),Reference!$B$120,0))))))))))))))))))))))))))))))))))))))))))))))))))))))))))))))))))))))))))))))))))))),0)))","v":0},{"$f":"IF($D$3=\"UL\",(IF($G10>0,((IF(AND($F10=\"Standard\",$I10=2),Reference!$C$121,(IF(AND($F10=\"Medium\",$I10=2),Reference!$C$122,(IF(AND($F10=\"High\",$I10=2),Reference!$C$123,(IF(AND($F10=\"Standard\",$I10=3),Reference!$C$121,(IF(AND($F10=\"Medium\",$I10=3),Reference!$C$122,(IF(AND($F10=\"High\",$I10=3),Reference!$C$123,(IF(AND($F10=\"Standard\",$I10=4),Reference!$C$124,(IF(AND($F10=\"Medium\",$I10=4),Reference!$C$125,(IF(AND($F10=\"High\",$I10=4),Reference!$C$126,(IF(AND($F10=\"Standard\",$I10=7),Reference!$C$127,(IF(AND($F10=\"Medium\",$I10=7),Reference!$C$128,(IF(AND($F10=\"High\",$I10=7),Reference!$C$129,(IF(AND($F10=\"Standard\",$I10=8),Reference!$C$97,(IF(AND($F10=\"Medium\",$I10=8),Reference!$C$98,(IF(AND($F10=\"High\",$I10=8),Reference!$C$99,(IF(AND($F10=\"Standard\",$I10=9),Reference!$C$130,(IF(AND($F10=\"Medium\",$I10=9),Reference!$C$131,(IF(AND($F10=\"High\",$I10=9),Reference!$C$132,(IF(AND($F10=\"Standard\",$I10=11),Reference!$C$133,(IF(AND($F10=\"Medium\",$I10=11),Reference!$C$134,(IF(AND($F10=\"High\",$I10=11),Reference!$C$135,(IF(AND($F10=\"Standard\",$I10=12),Reference!$C$133,(IF(AND($F10=\"Medium\",$I10=12),Reference!$C$134,(IF(AND($F10=\"High\",$I10=12),Reference!$C$135,(IF(AND($F10=\"Standard\",$I10=13),Reference!$C$136,(IF(AND($F10=\"Medium\",$I10=13),Reference!$C$137,(IF(AND($F10=\"High\",$I10=13),Reference!$C$138,(IF(AND($F10=\"Standard\",$I10=16),Reference!$C$139,(IF(AND($F10=\"Medium\",$I10=16),Reference!$C$140,(IF(AND($F10=\"High\",$I10=16),Reference!$C$141,(IF(AND($F10=\"Standard\",$I10=17),Reference!$C$139,(IF(AND($F10=\"Medium\",$I10=17),Reference!$C$140,(IF(AND($F10=\"High\",$I10=17),Reference!$C$141,(IF(AND($F10=\"Standard\",$I10=18),Reference!$C$142,(IF(AND($F10=\"Medium\",$I10=18),Reference!$C$143,(IF(AND($F10=\"High\",$I10=18),Reference!$C$144,(IF(AND($F10=\"Standard\",$I10=21),Reference!$C$145,(IF(AND($F10=\"Medium\",$I10=21),Reference!$C$146,(IF(AND($F10=\"High\",$I10=21),Reference!$C$147,(IF(AND($F10=\"Standard\",$I10=23),Reference!$C$148,(IF(AND($F10=\"Medium\",$I10=23),Reference!$C$149,(IF(AND($F10=\"High\",$I10=23),Reference!$C$150,0))))))))))))))))))))))))))))))))))))))))))))))))))))))))))))))))))))))))))))))))))))),0)),(IF($G10>0,((IF(AND($F10=\"Standard\",$I10=2),Reference!$C$91,(IF(AND($F10=\"Medium\",$I10=2),Reference!$C$92,(IF(AND($F10=\"High\",$I10=2),Reference!$C$93,(IF(AND($F10=\"Standard\",$I10=3),Reference!$C$91,(IF(AND($F10=\"Medium\",$I10=3),Reference!$C$92,(IF(AND($F10=\"High\",$I10=3),Reference!$C$93,(IF(AND($F10=\"Standard\",$I10=4),Reference!$C$94,(IF(AND($F10=\"Medium\",$I10=4),Reference!$C$95,(IF(AND($F10=\"High\",$I10=4),Reference!$C$96,(IF(AND($F10=\"Standard\",$I10=7),Reference!$C$97,(IF(AND($F10=\"Medium\",$I10=7),Reference!$C$98,(IF(AND($F10=\"High\",$I10=7),Reference!$C$99,(IF(AND($F10=\"Standard\",$I10=8),Reference!$C$97,(IF(AND($F10=\"Medium\",$I10=8),Reference!$C$98,(IF(AND($F10=\"High\",$I10=8),Reference!$C$99,(IF(AND($F10=\"Standard\",$I10=9),Reference!$C$100,(IF(AND($F10=\"Medium\",$I10=9),Reference!$C$101,(IF(AND($F10=\"High\",$I10=9),Reference!$C$102,(IF(AND($F10=\"Standard\",$I10=11),Reference!$C$103,(IF(AND($F10=\"Medium\",$I10=11),Reference!$C$104,(IF(AND($F10=\"High\",$I10=11),Reference!$C$105,(IF(AND($F10=\"Standard\",$I10=12),Reference!$C$103,(IF(AND($F10=\"Medium\",$I10=12),Reference!$C$104,(IF(AND($F10=\"High\",$I10=12),Reference!$C$105,(IF(AND($F10=\"Standard\",$I10=13),Reference!$C$106,(IF(AND($F10=\"Medium\",$I10=13),Reference!$C$107,(IF(AND($F10=\"High\",$I10=13),Reference!$C$108,(IF(AND($F10=\"Standard\",$I10=16),Reference!$C$109,(IF(AND($F10=\"Medium\",$I10=16),Reference!$C$110,(IF(AND($F10=\"High\",$I10=16),Reference!$C$111,(IF(AND($F10=\"Standard\",$I10=17),Reference!$C$109,(IF(AND($F10=\"Medium\",$I10=17),Reference!$C$110,(IF(AND($F10=\"High\",$I10=17),Reference!$C$111,(IF(AND($F10=\"Standard\",$I10=18),Reference!$C$112,(IF(AND($F10=\"Medium\",$I10=18),Reference!$C$113,(IF(AND($F10=\"High\",$I10=18),Reference!$C$114,(IF(AND($F10=\"Standard\",$I10=21),Reference!$C$115,(IF(AND($F10=\"Medium\",$I10=21),Reference!$C$116,(IF(AND($F10=\"High\",$I10=21),Reference!$C$117,(IF(AND($F10=\"Standard\",$I10=23),Reference!$C$118,(IF(AND($F10=\"Medium\",$I10=23),Reference!$C$119,(IF(AND($F10=\"High\",$I10=23),Reference!$C$120,0))))))))))))))))))))))))))))))))))))))))))))))))))))))))))))))))))))))))))))))))))))),0)))","v":0},{"$f":"IF($D$3=\"UL\",(IF($G10>0,((IF(AND($F10=\"Standard\",$I10=2),Reference!$D$121,(IF(AND($F10=\"Medium\",$I10=2),Reference!$D$122,(IF(AND($F10=\"High\",$I10=2),Reference!$D$123,(IF(AND($F10=\"Standard\",$I10=3),Reference!$D$121,(IF(AND($F10=\"Medium\",$I10=3),Reference!$D$122,(IF(AND($F10=\"High\",$I10=3),Reference!$D$123,(IF(AND($F10=\"Standard\",$I10=4),Reference!$D$124,(IF(AND($F10=\"Medium\",$I10=4),Reference!$D$125,(IF(AND($F10=\"High\",$I10=4),Reference!$D$126,(IF(AND($F10=\"Standard\",$I10=7),Reference!$D$127,(IF(AND($F10=\"Medium\",$I10=7),Reference!$D$128,(IF(AND($F10=\"High\",$I10=7),Reference!$D$129,(IF(AND($F10=\"Standard\",$I10=8),Reference!$D$97,(IF(AND($F10=\"Medium\",$I10=8),Reference!$D$98,(IF(AND($F10=\"High\",$I10=8),Reference!$D$99,(IF(AND($F10=\"Standard\",$I10=9),Reference!$D$130,(IF(AND($F10=\"Medium\",$I10=9),Reference!$D$131,(IF(AND($F10=\"High\",$I10=9),Reference!$D$132,(IF(AND($F10=\"Standard\",$I10=11),Reference!$D$133,(IF(AND($F10=\"Medium\",$I10=11),Reference!$D$134,(IF(AND($F10=\"High\",$I10=11),Reference!$D$135,(IF(AND($F10=\"Standard\",$I10=12),Reference!$D$133,(IF(AND($F10=\"Medium\",$I10=12),Reference!$D$134,(IF(AND($F10=\"High\",$I10=12),Reference!$D$135,(IF(AND($F10=\"Standard\",$I10=13),Reference!$D$136,(IF(AND($F10=\"Medium\",$I10=13),Reference!$D$137,(IF(AND($F10=\"High\",$I10=13),Reference!$D$138,(IF(AND($F10=\"Standard\",$I10=16),Reference!$D$139,(IF(AND($F10=\"Medium\",$I10=16),Reference!$D$140,(IF(AND($F10=\"High\",$I10=16),Reference!$D$141,(IF(AND($F10=\"Standard\",$I10=17),Reference!$D$139,(IF(AND($F10=\"Medium\",$I10=17),Reference!$D$140,(IF(AND($F10=\"High\",$I10=17),Reference!$D$141,(IF(AND($F10=\"Standard\",$I10=18),Reference!$D$142,(IF(AND($F10=\"Medium\",$I10=18),Reference!$D$143,(IF(AND($F10=\"High\",$I10=18),Reference!$D$144,(IF(AND($F10=\"Standard\",$I10=21),Reference!$D$145,(IF(AND($F10=\"Medium\",$I10=21),Reference!$D$146,(IF(AND($F10=\"High\",$I10=21),Reference!$D$147,(IF(AND($F10=\"Standard\",$I10=23),Reference!$D$148,(IF(AND($F10=\"Medium\",$I10=23),Reference!$D$149,(IF(AND($F10=\"High\",$I10=23),Reference!$D$150,0))))))))))))))))))))))))))))))))))))))))))))))))))))))))))))))))))))))))))))))))))))),0)),(IF($G10>0,((IF(AND($F10=\"Standard\",$I10=2),Reference!$D$91,(IF(AND($F10=\"Medium\",$I10=2),Reference!$D$92,(IF(AND($F10=\"High\",$I10=2),Reference!$D$93,(IF(AND($F10=\"Standard\",$I10=3),Reference!$D$91,(IF(AND($F10=\"Medium\",$I10=3),Reference!$D$92,(IF(AND($F10=\"High\",$I10=3),Reference!$D$93,(IF(AND($F10=\"Standard\",$I10=4),Reference!$D$94,(IF(AND($F10=\"Medium\",$I10=4),Reference!$D$95,(IF(AND($F10=\"High\",$I10=4),Reference!$D$96,(IF(AND($F10=\"Standard\",$I10=7),Reference!$D$97,(IF(AND($F10=\"Medium\",$I10=7),Reference!$D$98,(IF(AND($F10=\"High\",$I10=7),Reference!$D$99,(IF(AND($F10=\"Standard\",$I10=8),Reference!$D$97,(IF(AND($F10=\"Medium\",$I10=8),Reference!$D$98,(IF(AND($F10=\"High\",$I10=8),Reference!$D$99,(IF(AND($F10=\"Standard\",$I10=9),Reference!$D$100,(IF(AND($F10=\"Medium\",$I10=9),Reference!$D$101,(IF(AND($F10=\"High\",$I10=9),Reference!$D$102,(IF(AND($F10=\"Standard\",$I10=11),Reference!$D$103,(IF(AND($F10=\"Medium\",$I10=11),Reference!$D$104,(IF(AND($F10=\"High\",$I10=11),Reference!$D$105,(IF(AND($F10=\"Standard\",$I10=12),Reference!$D$103,(IF(AND($F10=\"Medium\",$I10=12),Reference!$D$104,(IF(AND($F10=\"High\",$I10=12),Reference!$D$105,(IF(AND($F10=\"Standard\",$I10=13),Reference!$D$106,(IF(AND($F10=\"Medium\",$I10=13),Reference!$D$107,(IF(AND($F10=\"High\",$I10=13),Reference!$D$108,(IF(AND($F10=\"Standard\",$I10=16),Reference!$D$109,(IF(AND($F10=\"Medium\",$I10=16),Reference!$D$110,(IF(AND($F10=\"High\",$I10=16),Reference!$D$111,(IF(AND($F10=\"Standard\",$I10=17),Reference!$D$109,(IF(AND($F10=\"Medium\",$I10=17),Reference!$D$110,(IF(AND($F10=\"High\",$I10=17),Reference!$D$111,(IF(AND($F10=\"Standard\",$I10=18),Reference!$D$112,(IF(AND($F10=\"Medium\",$I10=18),Reference!$D$113,(IF(AND($F10=\"High\",$I10=18),Reference!$D$114,(IF(AND($F10=\"Standard\",$I10=21),Reference!$D$115,(IF(AND($F10=\"Medium\",$I10=21),Reference!$D$116,(IF(AND($F10=\"High\",$I10=21),Reference!$D$117,(IF(AND($F10=\"Standard\",$I10=23),Reference!$D$118,(IF(AND($F10=\"Medium\",$I10=23),Reference!$D$119,(IF(AND($F10=\"High\",$I10=23),Reference!$D$120,0))))))))))))))))))))))))))))))))))))))))))))))))))))))))))))))))))))))))))))))))))))),0)))","v":0},0,0,0,null,"No",0,0,0,0,{"$f":"IF($AN10=\"Yes\",IF($AO10=1,Reference!#REF!,IF($AO10=2,Reference!#REF!,IF($AO10=3,Reference!#REF!,0))),(IF($AP10=1,IF($AR10=2,Reference!$C$194,IF($AR10=3,Reference!$C$196,IF($AR10=4,Reference!$C$198,0))),IF($AP10=2,IF($AR10=3,Reference!$C$195,IF($AR10=4,Reference!$C$197,IF($AR10=5,Reference!$C$199,0))),0))))","v":0},{"$f":"IF(AN10=\"Yes\",IF($AO10=1,Reference!#REF!,IF($AO10=2,Reference!#REF!,IF($AO10=3,Reference!#REF!,0))),(IF($AP10=1,IF($AR10=2,Reference!$E$194,IF($AR10=3,Reference!$E$196,IF($AR10=4,Reference!$E$198,0))),IF($AP10=2,IF($AR10=3,Reference!$E$195,IF($AR10=4,Reference!$E$197,IF($AR10=5,Reference!$E$199,0))),0))))","v":0},{"$f":"IF($AN10=\"Yes\",IF($AO10=1,Reference!#REF!,IF($AO10=2,Reference!#REF!,IF($AO10=3,Reference!#REF!,0))),(IF($AP10=1,IF($AR10=2,Reference!$D$194,IF($AR10=3,Reference!$D$196,IF($AR10=4,Reference!$D$198,0))),IF($AP10=2,IF($AR10=3,Reference!$D$195,IF($AR10=4,Reference!$D$197,IF($AR10=5,Reference!$D$199,0))),0))))","v":0},0,null,0,0,null,{"$f":"IF($AX10=\"Yes\",(IF($AZ10=\"NU2\",Reference!$B$221,IF($AZ10=\"NU2D\",Reference!$B$222,IF($AZ10=\"NU5N\",Reference!$B$223,IF($AZ10=\"NU5DN\",Reference!$B$224,IF($AZ10=\"NU5DOData\",Reference!$B$225,IF($AZ10=\"NU5DOFD\",Reference!$B$227,\"\"))))))),0)","v":0},{"$f":"IF($AX10=\"Yes\",(IF($AZ10=\"NU2\",Reference!$D$221,IF($AZ10=\"NU2D\",Reference!$D$222,IF($AZ10=\"NU5N\",Reference!$D$223,IF($AZ10=\"NU5DN\",Reference!$D$224,IF($AZ10=\"NU5DOData\",Reference!$D$225,IF($AZ10=\"NU5DOFD\",Reference!$D$227,0))))))),0)","v":0},{"$f":"IF($AX10=\"Yes\",(IF($AZ10=\"NU2\",Reference!$E$221,IF($AZ10=\"NU2D\",Reference!$E$222,IF($AZ10=\"NU5N\",Reference!$E$223,IF($AZ10=\"NU5DN\",Reference!$E$224,IF($AZ10=\"NU5DOData\",Reference!$E$225,IF($AZ10=\"NU5DOFD\",Reference!$E$227,IF($AZ10=\"NU5DF\",Reference!$E$226,0)))))))),0)","v":0},null,null,null,0,{"$f":"IF($BE10=\"AD-10-1960\",Reference!$G$232,IF($BE10=\"AD-10-1963\",Reference!$G$233,IF($BE10=\"AD-10-1966\",Reference!$G$237,IF($BE10=\"AD-10-1975\",Reference!$G$237,IF($BE10=\"AD-10-1980\",Reference!$G$238,IF($BE10=\"AD-10-2000\",Reference!$G$235,IF($BE10=\"AD-10-2010\",Reference!$G$236,\"\")))))))","v":""},{"$f":"IF($BE10=\"AD-10-1960\",Reference!$F$232,IF($BE10=\"AD-10-1963\",Reference!$F$233,IF($BE10=\"AD-10-1966\",Reference!$F$237,IF($BE10=\"AD-10-1975\",Reference!$F$237,IF($BE10=\"AD-10-1980\",Reference!$F$238,IF($BE10=\"AD-10-2000\",Reference!$F$235,IF($BE10=\"AD-10-2010\",Reference!$F$236,\"\")))))))","v":""},{"$f":"IF($BE10=\"AD-10-1960\",Reference!$E$232,IF($BE10=\"AD-10-1963\",Reference!$E$233,IF($BE10=\"AD-10-1966\",Reference!$E$237,IF($BE10=\"AD-10-1975\",Reference!$E$237,IF($BE10=\"AD-10-1980\",Reference!$E$238,IF($BE10=\"AD-10-2000\",Reference!$E$235,IF($BE10=\"AD-10-2010\",Reference!$E$236,\"\")))))))","v":""},null,0,{"$f":"(IF($D10>0,(IF($BL10=\"AD-05-5400\",'Battery Consumption'!$D$5,IF($BL10=\"AD-05-5410\",'Battery Consumption'!$D$6,IF($BL10=\"AD-05-5405\",'Battery Consumption'!$D$7,IF($BL10=\"AD-05-5415\",'Battery Consumption'!$D$8,IF($BL10=\"AD-05-5425\",'Battery Consumption'!$D$9,IF($BL10=\"AD-05-5420\",'Battery Consumption'!$D$10,IF($BL10=\"AD-05-5430\",'Battery Consumption'!$D$11,IF($BL10=\"AD-05-5440\",'Battery Consumption'!$D$12,IF($BL10=\"AD-05-5435\",'Battery Consumption'!$D$13,IF($BL10=\"AD-05-5445\",'Battery Consumption'!$D$14,IF($BL10=\"AD-05-5455\",'Battery Consumption'!$D$15,IF($BL10=\"AD-05-5450\",'Battery Consumption'!$D$16,IF($BL10=\"AD-05-5460\",'Battery Consumption'!$D$17,IF($BL10=\"AD-05-5465\",'Battery Consumption'!$D$18,IF($BL10=\"AD-05-5470\",'Battery Consumption'!$D$19,IF($BL10=\"AD-05-5401\",'Battery Consumption'!$D$20,IF($BL10=\"AD-05-5413\",'Battery Consumption'!$D$21,IF($BL10=\"AD-05-5406\",'Battery Consumption'!$D$22,IF($BL10=\"AD-05-5416\",'Battery Consumption'!$D$23,IF($BL10=\"AD-05-5426\",'Battery Consumption'!$D$24,IF($BL10=\"AD-05-5421\",'Battery Consumption'!$D$25,IF($BL10=\"AD-05-5432\",'Battery Consumption'!$D$26,IF($BL10=\"AD-05-5441\",'Battery Consumption'!$D$27,IF($BL10=\"AD-05-5437\",'Battery Consumption'!$D$28,IF($BL10=\"AD-05-5446\",'Battery Consumption'!$D$29,IF($BL10=\"AD-05-5456\",'Battery Consumption'!$D$30,IF($BL10=\"AD-05-5451\",'Battery Consumption'!$D$31,IF($BL10=\"AD-05-5461\",'Battery Consumption'!$D$32,IF($BL10=\"AD-05-5471\",'Battery Consumption'!$D$33,IF($BL10=\"AD-05-5466\",'Battery Consumption'!$D$34,0))))))))))))))))))))))))))))))),0))","v":0},0,{"$f":"(IF($D10>0,(IF($BL10=\"AD-05-5400\",'Battery Consumption'!$E$5,IF($BL10=\"AD-05-5410\",'Battery Consumption'!$E$6,IF($BL10=\"AD-05-5405\",'Battery Consumption'!$E$7,IF($BL10=\"AD-05-5415\",'Battery Consumption'!$E$8,IF($BL10=\"AD-05-5425\",'Battery Consumption'!$E$9,IF($BL10=\"AD-05-5420\",'Battery Consumption'!$E$10,IF($BL10=\"AD-05-5430\",'Battery Consumption'!$E$11,IF($BL10=\"AD-05-5440\",'Battery Consumption'!$E$12,IF($BL10=\"AD-05-5435\",'Battery Consumption'!$E$13,IF($BL10=\"AD-05-5445\",'Battery Consumption'!$E$14,IF($BL10=\"AD-05-5455\",'Battery Consumption'!$E$15,IF($BL10=\"AD-05-5450\",'Battery Consumption'!$E$16,IF($BL10=\"AD-05-5460\",'Battery Consumption'!$E$17,IF($BL10=\"AD-05-5465\",'Battery Consumption'!$E$18,IF($BL10=\"AD-05-5470\",'Battery Consumption'!$E$19,IF($BL10=\"AD-05-5401\",'Battery Consumption'!$E$20,IF($BL10=\"AD-05-5413\",'Battery Consumption'!$E$21,IF($BL10=\"AD-05-5406\",'Battery Consumption'!$E$22,IF($BL10=\"AD-05-5416\",'Battery Consumption'!$E$23,IF($BL10=\"AD-05-5426\",'Battery Consumption'!$E$24,IF($BL10=\"AD-05-5421\",'Battery Consumption'!$E$25,IF($BL10=\"AD-05-5432\",'Battery Consumption'!$E$26,IF($BL10=\"AD-05-5441\",'Battery Consumption'!$E$27,IF($BL10=\"AD-05-5437\",'Battery Consumption'!$E$28,IF($BL10=\"AD-05-5446\",'Battery Consumption'!$E$29,IF($BL10=\"AD-05-5456\",'Battery Consumption'!$E$30,IF($BL10=\"AD-05-5451\",'Battery Consumption'!$E$31,IF($BL10=\"AD-05-5461\",'Battery Consumption'!$E$32,IF($BL10=\"AD-05-5471\",'Battery Consumption'!$E$33,IF($BL10=\"AD-05-5466\",'Battery Consumption'!$E$34,0))))))))))))))))))))))))))))))),0))","v":0},0,0,{"$f":"IF($D10>0,(IF($BQ10<12,Reference!$J$259,IF($BQ10<24,Reference!$J$260,IF($BQ10<65,Reference!$J$260,\"Get your own\")))),0)","v":0},{"$f":"IF($D10>0,(IF($BQ10<12,Reference!$F$259,IF($BQ10<24,Reference!$F$260,IF($BQ10<65,Reference!$F$260,\"Get your own\")))),0)","v":0},{"$f":"IF($D10>0,(IF($BQ10<12,Reference!$H$259,IF($BQ10<24,Reference!$H$260,IF($BQ10<65,Reference!$H$260,\"Get your own\")))),0)","v":0},null,0,null,null,"AD-05-5415","FM-Net-ProSens UL Standard-TP3",0,"FM"]
[5,null,null,null,null,null,0,0,0,0,0,0,0,0,0,null,{"$f":"IF($D$3=\"UL\",(IF(AND($G11=1,$H11=1),Reference!$C$53,IF(AND($G11=2,$H11=1),Reference!$C$54,IF(AND($G11=3,$H11=1),Reference!$C$55,IF(AND($G11=1,$H11=2),Reference!$C$56,IF(AND($G11=2,$H11=2),Reference!$C$57,IF(AND($G11=3,$H11=2),Reference!$C$58,IF(AND($G11=1,$H11=3),Reference!$C$59,IF(AND($G11=2,$H11=3),Reference!$C$60,IF(AND($G11=3,$H11=3),Reference!$C$61,IF(AND($G11=1,$H11=4),Reference!$C$62,IF(AND($G11=2,$H11=4),Reference!$C$63,IF(AND($G11=3,$H11=4),Reference!$C$64,IF(AND($G11=1,$H11=5),Reference!$C$65,IF(AND($G11=2,$H11=5),Reference!$C$66,IF(AND($G11=3,$H11=5),Reference!$C$67,0)))))))))))))))),(IF(AND($G11=1,$H11=1),Reference!$C$38,IF(AND($G11=2,$H11=1),Reference!$C$39,IF(AND($G11=3,$H11=1),Reference!$C$40,IF(AND($G11=1,$H11=2),Reference!$C$41,IF(AND($G11=2,$H11=2),Reference!$C$42,IF(AND($G11=3,$H11=2),Reference!$C$43,IF(AND($G11=1,$H11=3),Reference!$C$44,IF(AND($G11=2,$H11=3),Reference!$C$45,IF(AND($G11=3,$H11=3),Reference!$C$46,IF(AND($G11=1,$H11=4),Reference!$C$47,IF(AND($G11=2,$H11=4),Reference!$C$48,IF(AND($G11=3,$H11=4),Reference!$C$49,IF(AND($G11=1,$H11=5),Reference!$C$50,IF(AND($G11=2,$H11=5),Reference!$C$51,IF(AND($G11=3,$H11=5),Reference!$C$52,0)))))))))))))))))","v":0},{"$f":"IF($D$3=\"UL\",(IF(AND($G11=1,$H11=1),Reference!$B$53,IF(AND($G11=2,$H11=1),Reference!$B$54,IF(AND($G11=3,$H11=1),Reference!$B$55,IF(AND($G11=1,$H11=2),Reference!$B$56,IF(AND($G11=2,$H11=2),Reference!$B$57,IF(AND($G11=3,$H11=2),Reference!$B$58,IF(AND($G11=1,$H11=3),Reference!$B$59,IF(AND($G11=2,$H11=3),Reference!$B$60,IF(AND($G11=3,$H11=3),Reference!$B$61,IF(AND($G11=1,$H11=4),Reference!$B$62,IF(AND($G11=2,$H11=4),Reference!$B$63,IF(AND($G11=3,$H11=4),Reference!$B$64,IF(AND($G11=1,$H11=5),Reference!$B$65,IF(AND($G11=2,$H11=5),Reference!$B$66,IF(AND($G11=3,$H11=5),Reference!$B$67,0)))))))))))))))),(IF(AND($G11=1,$H11=1),Reference!$B$38,IF(AND($G11=2,$H11=1),Reference!$B$39,IF(AND($G11=3,$H11=1),Reference!$B$40,IF(AND($G11=1,$H11=2),Reference!$B$41,IF(AND($G11=2,$H11=2),Reference!$B$42,IF(AND($G11=3,$H11=2),Reference!$B$43,IF(AND($G11=1,$H11=3),Reference!$B$44,IF(AND($G11=2,$H11=3),Reference!$B$45,IF(AND($G11=3,$H11=3),Reference!$B$46,IF(AND($G11=1,$H11=4),Reference!$B$47,IF(AND($G11=2,$H11=4),Reference!$B$48,IF(AND($G11=3,$H11=4),Reference!$B$49,IF(AND($G11=1,$H11=5),Reference!$B$50,IF(AND($G11=2,$H11=5),Reference!$B$51,IF(AND($G11=3,$H11=5),Reference!$B$52,0)))))))))))))))))","v":0},0,0,null,0,0,null,null,null,null,null,0,0,null,null,{"$f":"IF($D$3=\"UL\",(IF($G11>0,((IF(AND($F11=\"Standard\",$I11=2),Reference!$B$121,(IF(AND($F11=\"Medium\",$I11=2),Reference!$B$122,(IF(AND($F11=\"High\",$I11=2),Reference!$B$123,(IF(AND($F11=\"Standard\",$I11=3),Reference!$B$121,(IF(AND($F11=\"Medium\",$I11=3),Reference!$B$122,(IF(AND($F11=\"High\",$I11=3),Reference!$B$123,(IF(AND($F11=\"Standard\",$I11=4),Reference!$B$124,(IF(AND($F11=\"Medium\",$I11=4),Reference!$B$125,(IF(AND($F11=\"High\",$I11=4),Reference!$B$126,(IF(AND($F11=\"Standard\",$I11=7),Reference!$B$127,(IF(AND($F11=\"Medium\",$I11=7),Reference!$B$128,(IF(AND($F11=\"High\",$I11=7),Reference!$B$129,(IF(AND($F11=\"Standard\",$I11=8),Reference!$B$97,(IF(AND($F11=\"Medium\",$I11=8),Reference!$B$98,(IF(AND($F11=\"High\",$I11=8),Reference!$B$99,(IF(AND($F11=\"Standard\",$I11=9),Reference!$B$130,(IF(AND($F11=\"Medium\",$I11=9),Reference!$B$131,(IF(AND($F11=\"High\",$I11=9),Reference!$B$132,(IF(AND($F11=\"Standard\",$I11=11),Reference!$B$133,(IF(AND($F11=\"Medium\",$I11=11),Reference!$B$134,(IF(AND($F11=\"High\",$I11=11),Reference!$B$135,(IF(AND($F11=\"Standard\",$I11=12),Reference!$B$133,(IF(AND($F11=\"Medium\",$I11=12),Reference!$B$134,(IF(AND($F11=\"High\",$I11=12),Reference!$B$135,(IF(AND($F11=\"Standard\",$I11=13),Reference!$B$136,(IF(AND($F11=\"Medium\",$I11=13),Reference!$B$137,(IF(AND($F11=\"High\",$I11=13),Reference!$B$138,(IF(AND($F11=\"Standard\",$I11=16),Reference!$B$139,(IF(AND($F11=\"Medium\",$I11=16),Reference!$B$140,(IF(AND($F11=\"High\",$I11=16),Reference!$B$141,(IF(AND($F11=\"Standard\",$I11=17),Reference!$B$139,(IF(AND($F11=\"Medium\",$I11=17),Reference!$B$140,(IF(AND($F11=\"High\",$I11=17),Reference!$B$141,(IF(AND($F11=\"Standard\",$I11=18),Reference!$B$142,(IF(AND($F11=\"Medium\",$I11=18),Reference!$B$143,(IF(AND($F11=\"High\",$I11=18),Reference!$B$144,(IF(AND($F11=\"Standard\",$I11=21),Reference!$B$145,(IF(AND($F11=\"Medium\",$I11=21),Reference!$B$146,(IF(AND($F11=\"High\",$I11=21),Reference!$B$147,(IF(AND($F11=\"Standard\",$I11=23),Reference!$B$148,(IF(AND($F11=\"Medium\",$I11=23),Reference!$B$149,(IF(AND($F11=\"High\",$I11=23),Reference!$B$150,0))))))))))))))))))))))))))))))))))))))))))))))))))))))))))))))))))))))))))))))))))))),0)),(IF($G11>0,((IF(AND($F11=\"Standard\",$I11=2),Reference!$B$91,(IF(AND($F11=\"Medium\",$I11=2),Reference!$B$92,(IF(AND($F11=\"High\",$I11=2),Reference!$B$93,(IF(AND($F11=\"Standard\",$I11=3),Reference!$B$91,(IF(AND($F11=\"Medium\",$I11=3),Reference!$B$92,(IF(AND($F11=\"High\",$I11=3),Reference!$B$93,(IF(AND($F11=\"Standard\",$I11=4),Reference!$B$94,(IF(AND($F11=\"Medium\",$I11=4),Reference!$B$95,(IF(AND($F11=\"High\",$I11=4),Reference!$B$96,(IF(AND($F11=\"Standard\",$I11=7),Reference!$B$97,(IF(AND($F11=\"Medium\",$I11=7),Reference!$B$98,(IF(AND($F11=\"High\",$I11=7),Reference!$B$99,(IF(AND($F11=\"Standard\",$I11=8),Reference!$B$97,(IF(AND($F11=\"Medium\",$I11=8),Reference!$B$98,(IF(AND($F11=\"High\",$I11=8),Reference!$B$99,(IF(AND($F11=\"Standard\",$I11=9),Reference!$B$100,(IF(AND($F11=\"Medium\",$I11=9),Reference!$B$101,(IF(AND($F11=\"High\",$I11=9),Reference!$B$102,(IF(AND($F11=\"Standard\",$I11=11),Reference!$B$103,(IF(AND($F11=\"Medium\",$I11=11),Reference!$B$104,(IF(AND($F11=\"High\",$I11=11),Reference!$B$105,(IF(AND($F11=\"Standard\",$I11=12),Reference!$B$103,(IF(AND($F11=\"Medium\",$I11=12),Reference!$B$104,(IF(AND($F11=\"High\",$I11=12),Reference!$B$105,(IF(AND($F11=\"Standard\",$I11=13),Reference!$B$106,(IF(AND($F11=\"Medium\",$I11=13),Reference!$B$107,(IF(AND($F11=\"High\",$I11=13),Reference!$B$108,(IF(AND($F11=\"Standard\",$I11=16),Reference!$B$109,(IF(AND($F11=\"Medium\",$I11=16),Reference!$B$110,(IF(AND($F11=\"High\",$I11=16),Reference!$B$111,(IF(AND($F11=\"Standard\",$I11=17),Reference!$B$109,(IF(AND($F11=\"Medium\",$I11=17),Reference!$B$110,(IF(AND($F11=\"High\",$I11=17),Reference!$B$111,(IF(AND($F11=\"Standard\",$I11=18),Reference!$B$112,(IF(AND($F11=\"Medium\",$I11=18),Reference!$B$113,(IF(AND($F11=\"High\",$I11=18),Reference!$B$114,(IF(AND($F11=\"Standard\",$I11=21),Reference!$B$115,(IF(AND($F11=\"Medium\",$I11=21),Reference!$B$116,(IF(AND($F11=\"High\",$I11=21),Reference!$B$117,(IF(AND($F11=\"Standard\",$I11=23),Reference!$B$118,(IF(AND($F11=\"Medium\",$I11=23),Reference!$B$119,(IF(AND($F11=\"High\",$I11=23),Reference!$B$120,0))))))))))))))))))))))))))))))))))))))))))))))))))))))))))))))))))))))))))))))))))))),0)))","v":0},{"$f":"IF($D$3=\"UL\",(IF($G11>0,((IF(AND($F11=\"Standard\",$I11=2),Reference!$C$121,(IF(AND($F11=\"Medium\",$I11=2),Reference!$C$122,(IF(AND($F11=\"High\",$I11=2),Reference!$C$123,(IF(AND($F11=\"Standard\",$I11=3),Reference!$C$121,(IF(AND($F11=\"Medium\",$I11=3),Reference!$C$122,(IF(AND($F11=\"High\",$I11=3),Reference!$C$123,(IF(AND($F11=\"Standard\",$I11=4),Reference!$C$124,(IF(AND($F11=\"Medium\",$I11=4),Reference!$C$125,(IF(AND($F11=\"High\",$I11=4),Reference!$C$126,(IF(AND($F11=\"Standard\",$I11=7),Reference!$C$127,(IF(AND($F11=\"Medium\",$I11=7),Reference!$C$128,(IF(AND($F11=\"High\",$I11=7),Reference!$C$129,(IF(AND($F11=\"Standard\",$I11=8),Reference!$C$97,(IF(AND($F11=\"Medium\",$I11=8),Reference!$C$98,(IF(AND($F11=\"High\",$I11=8),Reference!$C$99,(IF(AND($F11=\"Standard\",$I11=9),Reference!$C$130,(IF(AND($F11=\"Medium\",$I11=9),Reference!$C$131,(IF(AND($F11=\"High\",$I11=9),Reference!$C$132,(IF(AND($F11=\"Standard\",$I11=11),Reference!$C$133,(IF(AND($F11=\"Medium\",$I11=11),Reference!$C$134,(IF(AND($F11=\"High\",$I11=11),Reference!$C$135,(IF(AND($F11=\"Standard\",$I11=12),Reference!$C$133,(IF(AND($F11=\"Medium\",$I11=12),Reference!$C$134,(IF(AND($F11=\"High\",$I11=12),Reference!$C$135,(IF(AND($F11=\"Standard\",$I11=13),Reference!$C$136,(IF(AND($F11=\"Medium\",$I11=13),Reference!$C$137,(IF(AND($F11=\"High\",$I11=13),Reference!$C$138,(IF(AND($F11=\"Standard\",$I11=16),Reference!$C$139,(IF(AND($F11=\"Medium\",$I11=16),Reference!$C$140,(IF(AND($F11=\"High\",$I11=16),Reference!$C$141,(IF(AND($F11=\"Standard\",$I11=17),Reference!$C$139,(IF(AND($F11=\"Medium\",$I11=17),Reference!$C$140,(IF(AND($F11=\"High\",$I11=17),Reference!$C$141,(IF(AND($F11=\"Standard\",$I11=18),Reference!$C$142,(IF(AND($F11=\"Medium\",$I11=18),Reference!$C$143,(IF(AND($F11=\"High\",$I11=18),Reference!$C$144,(IF(AND($F11=\"Standard\",$I11=21),Reference!$C$145,(IF(AND($F11=\"Medium\",$I11=21),Reference!$C$146,(IF(AND($F11=\"High\",$I11=21),Reference!$C$147,(IF(AND($F11=\"Standard\",$I11=23),Reference!$C$148,(IF(AND($F11=\"Medium\",$I11=23),Reference!$C$149,(IF(AND($F11=\"High\",$I11=23),Reference!$C$150,0))))))))))))))))))))))))))))))))))))))))))))))))))))))))))))))))))))))))))))))))))))),0)),(IF($G11>0,((IF(AND($F11=\"Standard\",$I11=2),Reference!$C$91,(IF(AND($F11=\"Medium\",$I11=2),Reference!$C$92,(IF(AND($F11=\"High\",$I11=2),Reference!$C$93,(IF(AND($F11=\"Standard\",$I11=3),Reference!$C$91,(IF(AND($F11=\"Medium\",$I11=3),Reference!$C$92,(IF(AND($F11=\"High\",$I11=3),Reference!$C$93,(IF(AND($F11=\"Standard\",$I11=4),Reference!$C$94,(IF(AND($F11=\"Medium\",$I11=4),Reference!$C$95,(IF(AND($F11=\"High\",$I11=4),Reference!$C$96,(IF(AND($F11=\"Standard\",$I11=7),Reference!$C$97,(IF(AND($F11=\"Medium\",$I11=7),Reference!$C$98,(IF(AND($F11=\"High\",$I11=7),Reference!$C$99,(IF(AND($F11=\"Standard\",$I11=8),Reference!$C$97,(IF(AND($F11=\"Medium\",$I11=8),Reference!$C$98,(IF(AND($F11=\"High\",$I11=8),Reference!$C$99,(IF(AND($F11=\"Standard\",$I11=9),Reference!$C$100,(IF(AND($F11=\"Medium\",$I11=9),Reference!$C$101,(IF(AND($F11=\"High\",$I11=9),Reference!$C$102,(IF(AND($F11=\"Standard\",$I11=11),Reference!$C$103,(IF(AND($F11=\"Medium\",$I11=11),Reference!$C$104,(IF(AND($F11=\"High\",$I11=11),Reference!$C$105,(IF(AND($F11=\"Standard\",$I11=12),Reference!$C$103,(IF(AND($F11=\"Medium\",$I11=12),Reference!$C$104,(IF(AND($F11=\"High\",$I11=12),Reference!$C$105,(IF(AND($F11=\"Standard\",$I11=13),Reference!$C$106,(IF(AND($F11=\"Medium\",$I11=13),Reference!$C$107,(IF(AND($F11=\"High\",$I11=13),Reference!$C$108,(IF(AND($F11=\"Standard\",$I11=16),Reference!$C$109,(IF(AND($F11=\"Medium\",$I11=16),Reference!$C$110,(IF(AND($F11=\"High\",$I11=16),Reference!$C$111,(IF(AND($F11=\"Standard\",$I11=17),Reference!$C$109,(IF(AND($F11=\"Medium\",$I11=17),Reference!$C$110,(IF(AND($F11=\"High\",$I11=17),Reference!$C$111,(IF(AND($F11=\"Standard\",$I11=18),Reference!$C$112,(IF(AND($F11=\"Medium\",$I11=18),Reference!$C$113,(IF(AND($F11=\"High\",$I11=18),Reference!$C$114,(IF(AND($F11=\"Standard\",$I11=21),Reference!$C$115,(IF(AND($F11=\"Medium\",$I11=21),Reference!$C$116,(IF(AND($F11=\"High\",$I11=21),Reference!$C$117,(IF(AND($F11=\"Standard\",$I11=23),Reference!$C$118,(IF(AND($F11=\"Medium\",$I11=23),Reference!$C$119,(IF(AND($F11=\"High\",$I11=23),Reference!$C$120,0))))))))))))))))))))))))))))))))))))))))))))))))))))))))))))))))))))))))))))))))))))),0)))","v":0},{"$f":"IF($D$3=\"UL\",(IF($G11>0,((IF(AND($F11=\"Standard\",$I11=2),Reference!$D$121,(IF(AND($F11=\"Medium\",$I11=2),Reference!$D$122,(IF(AND($F11=\"High\",$I11=2),Reference!$D$123,(IF(AND($F11=\"Standard\",$I11=3),Reference!$D$121,(IF(AND($F11=\"Medium\",$I11=3),Reference!$D$122,(IF(AND($F11=\"High\",$I11=3),Reference!$D$123,(IF(AND($F11=\"Standard\",$I11=4),Reference!$D$124,(IF(AND($F11=\"Medium\",$I11=4),Reference!$D$125,(IF(AND($F11=\"High\",$I11=4),Reference!$D$126,(IF(AND($F11=\"Standard\",$I11=7),Reference!$D$127,(IF(AND($F11=\"Medium\",$I11=7),Reference!$D$128,(IF(AND($F11=\"High\",$I11=7),Reference!$D$129,(IF(AND($F11=\"Standard\",$I11=8),Reference!$D$97,(IF(AND($F11=\"Medium\",$I11=8),Reference!$D$98,(IF(AND($F11=\"High\",$I11=8),Reference!$D$99,(IF(AND($F11=\"Standard\",$I11=9),Reference!$D$130,(IF(AND($F11=\"Medium\",$I11=9),Reference!$D$131,(IF(AND($F11=\"High\",$I11=9),Reference!$D$132,(IF(AND($F11=\"Standard\",$I11=11),Reference!$D$133,(IF(AND($F11=\"Medium\",$I11=11),Reference!$D$134,(IF(AND($F11=\"High\",$I11=11),Reference!$D$135,(IF(AND($F11=\"Standard\",$I11=12),Reference!$D$133,(IF(AND($F11=\"Medium\",$I11=12),Reference!$D$134,(IF(AND($F11=\"High\",$I11=12),Reference!$D$135,(IF(AND($F11=\"Standard\",$I11=13),Reference!$D$136,(IF(AND($F11=\"Medium\",$I11=13),Reference!$D$137,(IF(AND($F11=\"High\",$I11=13),Reference!$D$138,(IF(AND($F11=\"Standard\",$I11=16),Reference!$D$139,(IF(AND($F11=\"Medium\",$I11=16),Reference!$D$140,(IF(AND($F11=\"High\",$I11=16),Reference!$D$141,(IF(AND($F11=\"Standard\",$I11=17),Reference!$D$139,(IF(AND($F11=\"Medium\",$I11=17),Reference!$D$140,(IF(AND($F11=\"High\",$I11=17),Reference!$D$141,(IF(AND($F11=\"Standard\",$I11=18),Reference!$D$142,(IF(AND($F11=\"Medium\",$I11=18),Reference!$D$143,(IF(AND($F11=\"High\",$I11=18),Reference!$D$144,(IF(AND($F11=\"Standard\",$I11=21),Reference!$D$145,(IF(AND($F11=\"Medium\",$I11=21),Reference!$D$146,(IF(AND($F11=\"High\",$I11=21),Reference!$D$147,(IF(AND($F11=\"Standard\",$I11=23),Reference!$D$148,(IF(AND($F11=\"Medium\",$I11=23),Reference!$D$149,(IF(AND($F11=\"High\",$I11=23),Reference!$D$150,0))))))))))))))))))))))))))))))))))))))))))))))))))))))))))))))))))))))))))))))))))))),0)),(IF($G11>0,((IF(AND($F11=\"Standard\",$I11=2),Reference!$D$91,(IF(AND($F11=\"Medium\",$I11=2),Reference!$D$92,(IF(AND($F11=\"High\",$I11=2),Reference!$D$93,(IF(AND($F11=\"Standard\",$I11=3),Reference!$D$91,(IF(AND($F11=\"Medium\",$I11=3),Reference!$D$92,(IF(AND($F11=\"High\",$I11=3),Reference!$D$93,(IF(AND($F11=\"Standard\",$I11=4),Reference!$D$94,(IF(AND($F11=\"Medium\",$I11=4),Reference!$D$95,(IF(AND($F11=\"High\",$I11=4),Reference!$D$96,(IF(AND($F11=\"Standard\",$I11=7),Reference!$D$97,(IF(AND($F11=\"Medium\",$I11=7),Reference!$D$98,(IF(AND($F11=\"High\",$I11=7),Reference!$D$99,(IF(AND($F11=\"Standard\",$I11=8),Reference!$D$97,(IF(AND($F11=\"Medium\",$I11=8),Reference!$D$98,(IF(AND($F11=\"High\",$I11=8),Reference!$D$99,(IF(AND($F11=\"Standard\",$I11=9),Reference!$D$100,(IF(AND($F11=\"Medium\",$I11=9),Reference!$D$101,(IF(AND($F11=\"High\",$I11=9),Reference!$D$102,(IF(AND($F11=\"Standard\",$I11=11),Reference!$D$103,(IF(AND($F11=\"Medium\",$I11=11),Reference!$D$104,(IF(AND($F11=\"High\",$I11=11),Reference!$D$105,(IF(AND($F11=\"Standard\",$I11=12),Reference!$D$103,(IF(AND($F11=\"Medium\",$I11=12),Reference!$D$104,(IF(AND($F11=\"High\",$I11=12),Reference!$D$105,(IF(AND($F11=\"Standard\",$I11=13),Reference!$D$106,(IF(AND($F11=\"Medium\",$I11=13),Reference!$D$107,(IF(AND($F11=\"High\",$I11=13),Reference!$D$108,(IF(AND($F11=\"Standard\",$I11=16),Reference!$D$109,(IF(AND($F11=\"Medium\",$I11=16),Reference!$D$110,(IF(AND($F11=\"High\",$I11=16),Reference!$D$111,(IF(AND($F11=\"Standard\",$I11=17),Reference!$D$109,(IF(AND($F11=\"Medium\",$I11=17),Reference!$D$110,(IF(AND($F11=\"High\",$I11=17),Reference!$D$111,(IF(AND($F11=\"Standard\",$I11=18),Reference!$D$112,(IF(AND($F11=\"Medium\",$I11=18),Reference!$D$113,(IF(AND($F11=\"High\",$I11=18),Reference!$D$114,(IF(AND($F11=\"Standard\",$I11=21),Reference!$D$115,(IF(AND($F11=\"Medium\",$I11=21),Reference!$D$116,(IF(AND($F11=\"High\",$I11=21),Reference!$D$117,(IF(AND($F11=\"Standard\",$I11=23),Reference!$D$118,(IF(AND($F11=\"Medium\",$I11=23),Reference!$D$119,(IF(AND($F11=\"High\",$I11=23),Reference!$D$120,0))))))))))))))))))))))))))))))))))))))))))))))))))))))))))))))))))))))))))))))))))))),0)))","v":0},0,0,0,null,"No",0,0,0,0,{"$f":"IF($AN11=\"Yes\",IF($AO11=1,Reference!#REF!,IF($AO11=2,Reference!#REF!,IF($AO11=3,Reference!#REF!,0))),(IF($AP11=1,IF($AR11=2,Reference!$C$194,IF($AR11=3,Reference!$C$196,IF($AR11=4,Reference!$C$198,0))),IF($AP11=2,IF($AR11=3,Reference!$C$195,IF($AR11=4,Reference!$C$197,IF($AR11=5,Reference!$C$199,0))),0))))","v":0},{"$f":"IF(AN11=\"Yes\",IF($AO11=1,Reference!#REF!,IF($AO11=2,Reference!#REF!,IF($AO11=3,Reference!#REF!,0))),(IF($AP11=1,IF($AR11=2,Reference!$E$194,IF($AR11=3,Reference!$E$196,IF($AR11=4,Reference!$E$198,0))),IF($AP11=2,IF($AR11=3,Reference!$E$195,IF($AR11=4,Reference!$E$197,IF($AR11=5,Reference!$E$199,0))),0))))","v":0},{"$f":"IF($AN11=\"Yes\",IF($AO11=1,Reference!#REF!,IF($AO11=2,Reference!#REF!,IF($AO11=3,Reference!#REF!,0))),(IF($AP11=1,IF($AR11=2,Reference!$D$194,IF($AR11=3,Reference!$D$196,IF($AR11=4,Reference!$D$198,0))),IF($AP11=2,IF($AR11=3,Reference!$D$195,IF($AR11=4,Reference!$D$197,IF($AR11=5,Reference!$D$199,0))),0))))","v":0},0,null,0,0,null,{"$f":"IF($AX11=\"Yes\",(IF($AZ11=\"NU2\",Reference!$B$221,IF($AZ11=\"NU2D\",Reference!$B$222,IF($AZ11=\"NU5N\",Reference!$B$223,IF($AZ11=\"NU5DN\",Reference!$B$224,IF($AZ11=\"NU5DOData\",Reference!$B$225,IF($AZ11=\"NU5DOFD\",Reference!$B$227,\"\"))))))),0)","v":0},{"$f":"IF($AX11=\"Yes\",(IF($AZ11=\"NU2\",Reference!$D$221,IF($AZ11=\"NU2D\",Reference!$D$222,IF($AZ11=\"NU5N\",Reference!$D$223,IF($AZ11=\"NU5DN\",Reference!$D$224,IF($AZ11=\"NU5DOData\",Reference!$D$225,IF($AZ11=\"NU5DOFD\",Reference!$D$227,0))))))),0)","v":0},{"$f":"IF($AX11=\"Yes\",(IF($AZ11=\"NU2\",Reference!$E$221,IF($AZ11=\"NU2D\",Reference!$E$222,IF($AZ11=\"NU5N\",Reference!$E$223,IF($AZ11=\"NU5DN\",Reference!$E$224,IF($AZ11=\"NU5DOData\",Reference!$E$225,IF($AZ11=\"NU5DOFD\",Reference!$E$227,IF($AZ11=\"NU5DF\",Reference!$E$226,0)))))))),0)","v":0},null,null,null,0,{"$f":"IF($BE11=\"AD-10-1960\",Reference!$G$232,IF($BE11=\"AD-10-1963\",Reference!$G$233,IF($BE11=\"AD-10-1966\",Reference!$G$237,IF($BE11=\"AD-10-1975\",Reference!$G$237,IF($BE11=\"AD-10-1980\",Reference!$G$238,IF($BE11=\"AD-10-2000\",Reference!$G$235,IF($BE11=\"AD-10-2010\",Reference!$G$236,\"\")))))))","v":""},{"$f":"IF($BE11=\"AD-10-1960\",Reference!$F$232,IF($BE11=\"AD-10-1963\",Reference!$F$233,IF($BE11=\"AD-10-1966\",Reference!$F$237,IF($BE11=\"AD-10-1975\",Reference!$F$237,IF($BE11=\"AD-10-1980\",Reference!$F$238,IF($BE11=\"AD-10-2000\",Reference!$F$235,IF($BE11=\"AD-10-2010\",Reference!$F$236,\"\")))))))","v":""},{"$f":"IF($BE11=\"AD-10-1960\",Reference!$E$232,IF($BE11=\"AD-10-1963\",Reference!$E$233,IF($BE11=\"AD-10-1966\",Reference!$E$237,IF($BE11=\"AD-10-1975\",Reference!$E$237,IF($BE11=\"AD-10-1980\",Reference!$E$238,IF($BE11=\"AD-10-2000\",Reference!$E$235,IF($BE11=\"AD-10-2010\",Reference!$E$236,\"\")))))))","v":""},null,0,{"$f":"(IF($D11>0,(IF($BL11=\"AD-05-5400\",'Battery Consumption'!$D$5,IF($BL11=\"AD-05-5410\",'Battery Consumption'!$D$6,IF($BL11=\"AD-05-5405\",'Battery Consumption'!$D$7,IF($BL11=\"AD-05-5415\",'Battery Consumption'!$D$8,IF($BL11=\"AD-05-5425\",'Battery Consumption'!$D$9,IF($BL11=\"AD-05-5420\",'Battery Consumption'!$D$10,IF($BL11=\"AD-05-5430\",'Battery Consumption'!$D$11,IF($BL11=\"AD-05-5440\",'Battery Consumption'!$D$12,IF($BL11=\"AD-05-5435\",'Battery Consumption'!$D$13,IF($BL11=\"AD-05-5445\",'Battery Consumption'!$D$14,IF($BL11=\"AD-05-5455\",'Battery Consumption'!$D$15,IF($BL11=\"AD-05-5450\",'Battery Consumption'!$D$16,IF($BL11=\"AD-05-5460\",'Battery Consumption'!$D$17,IF($BL11=\"AD-05-5465\",'Battery Consumption'!$D$18,IF($BL11=\"AD-05-5470\",'Battery Consumption'!$D$19,IF($BL11=\"AD-05-5401\",'Battery Consumption'!$D$20,IF($BL11=\"AD-05-5413\",'Battery Consumption'!$D$21,IF($BL11=\"AD-05-5406\",'Battery Consumption'!$D$22,IF($BL11=\"AD-05-5416\",'Battery Consumption'!$D$23,IF($BL11=\"AD-05-5426\",'Battery Consumption'!$D$24,IF($BL11=\"AD-05-5421\",'Battery Consumption'!$D$25,IF($BL11=\"AD-05-5432\",'Battery Consumption'!$D$26,IF($BL11=\"AD-05-5441\",'Battery Consumption'!$D$27,IF($BL11=\"AD-05-5437\",'Battery Consumption'!$D$28,IF($BL11=\"AD-05-5446\",'Battery Consumption'!$D$29,IF($BL11=\"AD-05-5456\",'Battery Consumption'!$D$30,IF($BL11=\"AD-05-5451\",'Battery Consumption'!$D$31,IF($BL11=\"AD-05-5461\",'Battery Consumption'!$D$32,IF($BL11=\"AD-05-5471\",'Battery Consumption'!$D$33,IF($BL11=\"AD-05-5466\",'Battery Consumption'!$D$34,0))))))))))))))))))))))))))))))),0))","v":0},0,{"$f":"(IF($D11>0,(IF($BL11=\"AD-05-5400\",'Battery Consumption'!$E$5,IF($BL11=\"AD-05-5410\",'Battery Consumption'!$E$6,IF($BL11=\"AD-05-5405\",'Battery Consumption'!$E$7,IF($BL11=\"AD-05-5415\",'Battery Consumption'!$E$8,IF($BL11=\"AD-05-5425\",'Battery Consumption'!$E$9,IF($BL11=\"AD-05-5420\",'Battery Consumption'!$E$10,IF($BL11=\"AD-05-5430\",'Battery Consumption'!$E$11,IF($BL11=\"AD-05-5440\",'Battery Consumption'!$E$12,IF($BL11=\"AD-05-5435\",'Battery Consumption'!$E$13,IF($BL11=\"AD-05-5445\",'Battery Consumption'!$E$14,IF($BL11=\"AD-05-5455\",'Battery Consumption'!$E$15,IF($BL11=\"AD-05-5450\",'Battery Consumption'!$E$16,IF($BL11=\"AD-05-5460\",'Battery Consumption'!$E$17,IF($BL11=\"AD-05-5465\",'Battery Consumption'!$E$18,IF($BL11=\"AD-05-5470\",'Battery Consumption'!$E$19,IF($BL11=\"AD-05-5401\",'Battery Consumption'!$E$20,IF($BL11=\"AD-05-5413\",'Battery Consumption'!$E$21,IF($BL11=\"AD-05-5406\",'Battery Consumption'!$E$22,IF($BL11=\"AD-05-5416\",'Battery Consumption'!$E$23,IF($BL11=\"AD-05-5426\",'Battery Consumption'!$E$24,IF($BL11=\"AD-05-5421\",'Battery Consumption'!$E$25,IF($BL11=\"AD-05-5432\",'Battery Consumption'!$E$26,IF($BL11=\"AD-05-5441\",'Battery Consumption'!$E$27,IF($BL11=\"AD-05-5437\",'Battery Consumption'!$E$28,IF($BL11=\"AD-05-5446\",'Battery Consumption'!$E$29,IF($BL11=\"AD-05-5456\",'Battery Consumption'!$E$30,IF($BL11=\"AD-05-5451\",'Battery Consumption'!$E$31,IF($BL11=\"AD-05-5461\",'Battery Consumption'!$E$32,IF($BL11=\"AD-05-5471\",'Battery Consumption'!$E$33,IF($BL11=\"AD-05-5466\",'Battery Consumption'!$E$34,0))))))))))))))))))))))))))))))),0))","v":0},0,0,{"$f":"IF($D11>0,(IF($BQ11<12,Reference!$J$259,IF($BQ11<24,Reference!$J$260,IF($BQ11<65,Reference!$J$260,\"Get your own\")))),0)","v":0},{"$f":"IF($D11>0,(IF($BQ11<12,Reference!$F$259,IF($BQ11<24,Reference!$F$260,IF($BQ11<65,Reference!$F$260,\"Get your own\")))),0)","v":0},{"$f":"IF($D11>0,(IF($BQ11<12,Reference!$H$259,IF($BQ11<24,Reference!$H$260,IF($BQ11<65,Reference!$H$260,\"Get your own\")))),0)","v":0},null,0,null,null,"AD-05-5425","FM-Net-ProSens UL Silent-TP3",0,"FM"]
[6,null,null,null,null,null,0,0,0,0,0,0,0,0,0,null,{"$f":"IF($D$3=\"UL\",(IF(AND($G12=1,$H12=1),Reference!$C$53,IF(AND($G12=2,$H12=1),Reference!$C$54,IF(AND($G12=3,$H12=1),Reference!$C$55,IF(AND($G12=1,$H12=2),Reference!$C$56,IF(AND($G12=2,$H12=2),Reference!$C$57,IF(AND($G12=3,$H12=2),Reference!$C$58,IF(AND($G12=1,$H12=3),Reference!$C$59,IF(AND($G12=2,$H12=3),Reference!$C$60,IF(AND($G12=3,$H12=3),Reference!$C$61,IF(AND($G12=1,$H12=4),Reference!$C$62,IF(AND($G12=2,$H12=4),Reference!$C$63,IF(AND($G12=3,$H12=4),Reference!$C$64,IF(AND($G12=1,$H12=5),Reference!$C$65,IF(AND($G12=2,$H12=5),Reference!$C$66,IF(AND($G12=3,$H12=5),Reference!$C$67,0)))))))))))))))),(IF(AND($G12=1,$H12=1),Reference!$C$38,IF(AND($G12=2,$H12=1),Reference!$C$39,IF(AND($G12=3,$H12=1),Reference!$C$40,IF(AND($G12=1,$H12=2),Reference!$C$41,IF(AND($G12=2,$H12=2),Reference!$C$42,IF(AND($G12=3,$H12=2),Reference!$C$43,IF(AND($G12=1,$H12=3),Reference!$C$44,IF(AND($G12=2,$H12=3),Reference!$C$45,IF(AND($G12=3,$H12=3),Reference!$C$46,IF(AND($G12=1,$H12=4),Reference!$C$47,IF(AND($G12=2,$H12=4),Reference!$C$48,IF(AND($G12=3,$H12=4),Reference!$C$49,IF(AND($G12=1,$H12=5),Reference!$C$50,IF(AND($G12=2,$H12=5),Reference!$C$51,IF(AND($G12=3,$H12=5),Reference!$C$52,0)))))))))))))))))","v":0},{"$f":"IF($D$3=\"UL\",(IF(AND($G12=1,$H12=1),Reference!$B$53,IF(AND($G12=2,$H12=1),Reference!$B$54,IF(AND($G12=3,$H12=1),Reference!$B$55,IF(AND($G12=1,$H12=2),Reference!$B$56,IF(AND($G12=2,$H12=2),Reference!$B$57,IF(AND($G12=3,$H12=2),Reference!$B$58,IF(AND($G12=1,$H12=3),Reference!$B$59,IF(AND($G12=2,$H12=3),Reference!$B$60,IF(AND($G12=3,$H12=3),Reference!$B$61,IF(AND($G12=1,$H12=4),Reference!$B$62,IF(AND($G12=2,$H12=4),Reference!$B$63,IF(AND($G12=3,$H12=4),Reference!$B$64,IF(AND($G12=1,$H12=5),Reference!$B$65,IF(AND($G12=2,$H12=5),Reference!$B$66,IF(AND($G12=3,$H12=5),Reference!$B$67,0)))))))))))))))),(IF(AND($G12=1,$H12=1),Reference!$B$38,IF(AND($G12=2,$H12=1),Reference!$B$39,IF(AND($G12=3,$H12=1),Reference!$B$40,IF(AND($G12=1,$H12=2),Reference!$B$41,IF(AND($G12=2,$H12=2),Reference!$B$42,IF(AND($G12=3,$H12=2),Reference!$B$43,IF(AND($G12=1,$H12=3),Reference!$B$44,IF(AND($G12=2,$H12=3),Reference!$B$45,IF(AND($G12=3,$H12=3),Reference!$B$46,IF(AND($G12=1,$H12=4),Reference!$B$47,IF(AND($G12=2,$H12=4),Reference!$B$48,IF(AND($G12=3,$H12=4),Reference!$B$49,IF(AND($G12=1,$H12=5),Reference!$B$50,IF(AND($G12=2,$H12=5),Reference!$B$51,IF(AND($G12=3,$H12=5),Reference!$B$52,0)))))))))))))))))","v":0},0,0,null,0,0,null,null,null,null,null,0,0,null,null,{"$f":"IF($D$3=\"UL\",(IF($G12>0,((IF(AND($F12=\"Standard\",$I12=2),Reference!$B$121,(IF(AND($F12=\"Medium\",$I12=2),Reference!$B$122,(IF(AND($F12=\"High\",$I12=2),Reference!$B$123,(IF(AND($F12=\"Standard\",$I12=3),Reference!$B$121,(IF(AND($F12=\"Medium\",$I12=3),Reference!$B$122,(IF(AND($F12=\"High\",$I12=3),Reference!$B$123,(IF(AND($F12=\"Standard\",$I12=4),Reference!$B$124,(IF(AND($F12=\"Medium\",$I12=4),Reference!$B$125,(IF(AND($F12=\"High\",$I12=4),Reference!$B$126,(IF(AND($F12=\"Standard\",$I12=7),Reference!$B$127,(IF(AND($F12=\"Medium\",$I12=7),Reference!$B$128,(IF(AND($F12=\"High\",$I12=7),Reference!$B$129,(IF(AND($F12=\"Standard\",$I12=8),Reference!$B$97,(IF(AND($F12=\"Medium\",$I12=8),Reference!$B$98,(IF(AND($F12=\"High\",$I12=8),Reference!$B$99,(IF(AND($F12=\"Standard\",$I12=9),Reference!$B$130,(IF(AND($F12=\"Medium\",$I12=9),Reference!$B$131,(IF(AND($F12=\"High\",$I12=9),Reference!$B$132,(IF(AND($F12=\"Standard\",$I12=11),Reference!$B$133,(IF(AND($F12=\"Medium\",$I12=11),Reference!$B$134,(IF(AND($F12=\"High\",$I12=11),Reference!$B$135,(IF(AND($F12=\"Standard\",$I12=12),Reference!$B$133,(IF(AND($F12=\"Medium\",$I12=12),Reference!$B$134,(IF(AND($F12=\"High\",$I12=12),Reference!$B$135,(IF(AND($F12=\"Standard\",$I12=13),Reference!$B$136,(IF(AND($F12=\"Medium\",$I12=13),Reference!$B$137,(IF(AND($F12=\"High\",$I12=13),Reference!$B$138,(IF(AND($F12=\"Standard\",$I12=16),Reference!$B$139,(IF(AND($F12=\"Medium\",$I12=16),Reference!$B$140,(IF(AND($F12=\"High\",$I12=16),Reference!$B$141,(IF(AND($F12=\"Standard\",$I12=17),Reference!$B$139,(IF(AND($F12=\"Medium\",$I12=17),Reference!$B$140,(IF(AND($F12=\"High\",$I12=17),Reference!$B$141,(IF(AND($F12=\"Standard\",$I12=18),Reference!$B$142,(IF(AND($F12=\"Medium\",$I12=18),Reference!$B$143,(IF(AND($F12=\"High\",$I12=18),Reference!$B$144,(IF(AND($F12=\"Standard\",$I12=21),Reference!$B$145,(IF(AND($F12=\"Medium\",$I12=21),Reference!$B$146,(IF(AND($F12=\"High\",$I12=21),Reference!$B$147,(IF(AND($F12=\"Standard\",$I12=23),Reference!$B$148,(IF(AND($F12=\"Medium\",$I12=23),Reference!$B$149,(IF(AND($F12=\"High\",$I12=23),Reference!$B$150,0))))))))))))))))))))))))))))))))))))))))))))))))))))))))))))))))))))))))))))))))))))),0)),(IF($G12>0,((IF(AND($F12=\"Standard\",$I12=2),Reference!$B$91,(IF(AND($F12=\"Medium\",$I12=2),Reference!$B$92,(IF(AND($F12=\"High\",$I12=2),Reference!$B$93,(IF(AND($F12=\"Standard\",$I12=3),Reference!$B$91,(IF(AND($F12=\"Medium\",$I12=3),Reference!$B$92,(IF(AND($F12=\"High\",$I12=3),Reference!$B$93,(IF(AND($F12=\"Standard\",$I12=4),Reference!$B$94,(IF(AND($F12=\"Medium\",$I12=4),Reference!$B$95,(IF(AND($F12=\"High\",$I12=4),Reference!$B$96,(IF(AND($F12=\"Standard\",$I12=7),Reference!$B$97,(IF(AND($F12=\"Medium\",$I12=7),Reference!$B$98,(IF(AND($F12=\"High\",$I12=7),Reference!$B$99,(IF(AND($F12=\"Standard\",$I12=8),Reference!$B$97,(IF(AND($F12=\"Medium\",$I12=8),Reference!$B$98,(IF(AND($F12=\"High\",$I12=8),Reference!$B$99,(IF(AND($F12=\"Standard\",$I12=9),Reference!$B$100,(IF(AND($F12=\"Medium\",$I12=9),Reference!$B$101,(IF(AND($F12=\"High\",$I12=9),Reference!$B$102,(IF(AND($F12=\"Standard\",$I12=11),Reference!$B$103,(IF(AND($F12=\"Medium\",$I12=11),Reference!$B$104,(IF(AND($F12=\"High\",$I12=11),Reference!$B$105,(IF(AND($F12=\"Standard\",$I12=12),Reference!$B$103,(IF(AND($F12=\"Medium\",$I12=12),Reference!$B$104,(IF(AND($F12=\"High\",$I12=12),Reference!$B$105,(IF(AND($F12=\"Standard\",$I12=13),Reference!$B$106,(IF(AND($F12=\"Medium\",$I12=13),Reference!$B$107,(IF(AND($F12=\"High\",$I12=13),Reference!$B$108,(IF(AND($F12=\"Standard\",$I12=16),Reference!$B$109,(IF(AND($F12=\"Medium\",$I12=16),Reference!$B$110,(IF(AND($F12=\"High\",$I12=16),Reference!$B$111,(IF(AND($F12=\"Standard\",$I12=17),Reference!$B$109,(IF(AND($F12=\"Medium\",$I12=17),Reference!$B$110,(IF(AND($F12=\"High\",$I12=17),Reference!$B$111,(IF(AND($F12=\"Standard\",$I12=18),Reference!$B$112,(IF(AND($F12=\"Medium\",$I12=18),Reference!$B$113,(IF(AND($F12=\"High\",$I12=18),Reference!$B$114,(IF(AND($F12=\"Standard\",$I12=21),Reference!$B$115,(IF(AND($F12=\"Medium\",$I12=21),Reference!$B$116,(IF(AND($F12=\"High\",$I12=21),Reference!$B$117,(IF(AND($F12=\"Standard\",$I12=23),Reference!$B$118,(IF(AND($F12=\"Medium\",$I12=23),Reference!$B$119,(IF(AND($F12=\"High\",$I12=23),Reference!$B$120,0))))))))))))))))))))))))))))))))))))))))))))))))))))))))))))))))))))))))))))))))))))),0)))","v":0},{"$f":"IF($D$3=\"UL\",(IF($G12>0,((IF(AND($F12=\"Standard\",$I12=2),Reference!$C$121,(IF(AND($F12=\"Medium\",$I12=2),Reference!$C$122,(IF(AND($F12=\"High\",$I12=2),Reference!$C$123,(IF(AND($F12=\"Standard\",$I12=3),Reference!$C$121,(IF(AND($F12=\"Medium\",$I12=3),Reference!$C$122,(IF(AND($F12=\"High\",$I12=3),Reference!$C$123,(IF(AND($F12=\"Standard\",$I12=4),Reference!$C$124,(IF(AND($F12=\"Medium\",$I12=4),Reference!$C$125,(IF(AND($F12=\"High\",$I12=4),Reference!$C$126,(IF(AND($F12=\"Standard\",$I12=7),Reference!$C$127,(IF(AND($F12=\"Medium\",$I12=7),Reference!$C$128,(IF(AND($F12=\"High\",$I12=7),Reference!$C$129,(IF(AND($F12=\"Standard\",$I12=8),Reference!$C$97,(IF(AND($F12=\"Medium\",$I12=8),Reference!$C$98,(IF(AND($F12=\"High\",$I12=8),Reference!$C$99,(IF(AND($F12=\"Standard\",$I12=9),Reference!$C$130,(IF(AND($F12=\"Medium\",$I12=9),Reference!$C$131,(IF(AND($F12=\"High\",$I12=9),Reference!$C$132,(IF(AND($F12=\"Standard\",$I12=11),Reference!$C$133,(IF(AND($F12=\"Medium\",$I12=11),Reference!$C$134,(IF(AND($F12=\"High\",$I12=11),Reference!$C$135,(IF(AND($F12=\"Standard\",$I12=12),Reference!$C$133,(IF(AND($F12=\"Medium\",$I12=12),Reference!$C$134,(IF(AND($F12=\"High\",$I12=12),Reference!$C$135,(IF(AND($F12=\"Standard\",$I12=13),Reference!$C$136,(IF(AND($F12=\"Medium\",$I12=13),Reference!$C$137,(IF(AND($F12=\"High\",$I12=13),Reference!$C$138,(IF(AND($F12=\"Standard\",$I12=16),Reference!$C$139,(IF(AND($F12=\"Medium\",$I12=16),Reference!$C$140,(IF(AND($F12=\"High\",$I12=16),Reference!$C$141,(IF(AND($F12=\"Standard\",$I12=17),Reference!$C$139,(IF(AND($F12=\"Medium\",$I12=17),Reference!$C$140,(IF(AND($F12=\"High\",$I12=17),Reference!$C$141,(IF(AND($F12=\"Standard\",$I12=18),Reference!$C$142,(IF(AND($F12=\"Medium\",$I12=18),Reference!$C$143,(IF(AND($F12=\"High\",$I12=18),Reference!$C$144,(IF(AND($F12=\"Standard\",$I12=21),Reference!$C$145,(IF(AND($F12=\"Medium\",$I12=21),Reference!$C$146,(IF(AND($F12=\"High\",$I12=21),Reference!$C$147,(IF(AND($F12=\"Standard\",$I12=23),Reference!$C$148,(IF(AND($F12=\"Medium\",$I12=23),Reference!$C$149,(IF(AND($F12=\"High\",$I12=23),Reference!$C$150,0))))))))))))))))))))))))))))))))))))))))))))))))))))))))))))))))))))))))))))))))))))),0)),(IF($G12>0,((IF(AND($F12=\"Standard\",$I12=2),Reference!$C$91,(IF(AND($F12=\"Medium\",$I12=2),Reference!$C$92,(IF(AND($F12=\"High\",$I12=2),Reference!$C$93,(IF(AND($F12=\"Standard\",$I12=3),Reference!$C$91,(IF(AND($F12=\"Medium\",$I12=3),Reference!$C$92,(IF(AND($F12=\"High\",$I12=3),Reference!$C$93,(IF(AND($F12=\"Standard\",$I12=4),Reference!$C$94,(IF(AND($F12=\"Medium\",$I12=4),Reference!$C$95,(IF(AND($F12=\"High\",$I12=4),Reference!$C$96,(IF(AND($F12=\"Standard\",$I12=7),Reference!$C$97,(IF(AND($F12=\"Medium\",$I12=7),Reference!$C$98,(IF(AND($F12=\"High\",$I12=7),Reference!$C$99,(IF(AND($F12=\"Standard\",$I12=8),Reference!$C$97,(IF(AND($F12=\"Medium\",$I12=8),Reference!$C$98,(IF(AND($F12=\"High\",$I12=8),Reference!$C$99,(IF(AND($F12=\"Standard\",$I12=9),Reference!$C$100,(IF(AND($F12=\"Medium\",$I12=9),Reference!$C$101,(IF(AND($F12=\"High\",$I12=9),Reference!$C$102,(IF(AND($F12=\"Standard\",$I12=11),Reference!$C$103,(IF(AND($F12=\"Medium\",$I12=11),Reference!$C$104,(IF(AND($F12=\"High\",$I12=11),Reference!$C$105,(IF(AND($F12=\"Standard\",$I12=12),Reference!$C$103,(IF(AND($F12=\"Medium\",$I12=12),Reference!$C$104,(IF(AND($F12=\"High\",$I12=12),Reference!$C$105,(IF(AND($F12=\"Standard\",$I12=13),Reference!$C$106,(IF(AND($F12=\"Medium\",$I12=13),Reference!$C$107,(IF(AND($F12=\"High\",$I12=13),Reference!$C$108,(IF(AND($F12=\"Standard\",$I12=16),Reference!$C$109,(IF(AND($F12=\"Medium\",$I12=16),Reference!$C$110,(IF(AND($F12=\"High\",$I12=16),Reference!$C$111,(IF(AND($F12=\"Standard\",$I12=17),Reference!$C$109,(IF(AND($F12=\"Medium\",$I12=17),Reference!$C$110,(IF(AND($F12=\"High\",$I12=17),Reference!$C$111,(IF(AND($F12=\"Standard\",$I12=18),Reference!$C$112,(IF(AND($F12=\"Medium\",$I12=18),Reference!$C$113,(IF(AND($F12=\"High\",$I12=18),Reference!$C$114,(IF(AND($F12=\"Standard\",$I12=21),Reference!$C$115,(IF(AND($F12=\"Medium\",$I12=21),Reference!$C$116,(IF(AND($F12=\"High\",$I12=21),Reference!$C$117,(IF(AND($F12=\"Standard\",$I12=23),Reference!$C$118,(IF(AND($F12=\"Medium\",$I12=23),Reference!$C$119,(IF(AND($F12=\"High\",$I12=23),Reference!$C$120,0))))))))))))))))))))))))))))))))))))))))))))))))))))))))))))))))))))))))))))))))))))),0)))","v":0},{"$f":"IF($D$3=\"UL\",(IF($G12>0,((IF(AND($F12=\"Standard\",$I12=2),Reference!$D$121,(IF(AND($F12=\"Medium\",$I12=2),Reference!$D$122,(IF(AND($F12=\"High\",$I12=2),Reference!$D$123,(IF(AND($F12=\"Standard\",$I12=3),Reference!$D$121,(IF(AND($F12=\"Medium\",$I12=3),Reference!$D$122,(IF(AND($F12=\"High\",$I12=3),Reference!$D$123,(IF(AND($F12=\"Standard\",$I12=4),Reference!$D$124,(IF(AND($F12=\"Medium\",$I12=4),Reference!$D$125,(IF(AND($F12=\"High\",$I12=4),Reference!$D$126,(IF(AND($F12=\"Standard\",$I12=7),Reference!$D$127,(IF(AND($F12=\"Medium\",$I12=7),Reference!$D$128,(IF(AND($F12=\"High\",$I12=7),Reference!$D$129,(IF(AND($F12=\"Standard\",$I12=8),Reference!$D$97,(IF(AND($F12=\"Medium\",$I12=8),Reference!$D$98,(IF(AND($F12=\"High\",$I12=8),Reference!$D$99,(IF(AND($F12=\"Standard\",$I12=9),Reference!$D$130,(IF(AND($F12=\"Medium\",$I12=9),Reference!$D$131,(IF(AND($F12=\"High\",$I12=9),Reference!$D$132,(IF(AND($F12=\"Standard\",$I12=11),Reference!$D$133,(IF(AND($F12=\"Medium\",$I12=11),Reference!$D$134,(IF(AND($F12=\"High\",$I12=11),Reference!$D$135,(IF(AND($F12=\"Standard\",$I12=12),Reference!$D$133,(IF(AND($F12=\"Medium\",$I12=12),Reference!$D$134,(IF(AND($F12=\"High\",$I12=12),Reference!$D$135,(IF(AND($F12=\"Standard\",$I12=13),Reference!$D$136,(IF(AND($F12=\"Medium\",$I12=13),Reference!$D$137,(IF(AND($F12=\"High\",$I12=13),Reference!$D$138,(IF(AND($F12=\"Standard\",$I12=16),Reference!$D$139,(IF(AND($F12=\"Medium\",$I12=16),Reference!$D$140,(IF(AND($F12=\"High\",$I12=16),Reference!$D$141,(IF(AND($F12=\"Standard\",$I12=17),Reference!$D$139,(IF(AND($F12=\"Medium\",$I12=17),Reference!$D$140,(IF(AND($F12=\"High\",$I12=17),Reference!$D$141,(IF(AND($F12=\"Standard\",$I12=18),Reference!$D$142,(IF(AND($F12=\"Medium\",$I12=18),Reference!$D$143,(IF(AND($F12=\"High\",$I12=18),Reference!$D$144,(IF(AND($F12=\"Standard\",$I12=21),Reference!$D$145,(IF(AND($F12=\"Medium\",$I12=21),Reference!$D$146,(IF(AND($F12=\"High\",$I12=21),Reference!$D$147,(IF(AND($F12=\"Standard\",$I12=23),Reference!$D$148,(IF(AND($F12=\"Medium\",$I12=23),Reference!$D$149,(IF(AND($F12=\"High\",$I12=23),Reference!$D$150,0))))))))))))))))))))))))))))))))))))))))))))))))))))))))))))))))))))))))))))))))))))),0)),(IF($G12>0,((IF(AND($F12=\"Standard\",$I12=2),Reference!$D$91,(IF(AND($F12=\"Medium\",$I12=2),Reference!$D$92,(IF(AND($F12=\"High\",$I12=2),Reference!$D$93,(IF(AND($F12=\"Standard\",$I12=3),Reference!$D$91,(IF(AND($F12=\"Medium\",$I12=3),Reference!$D$92,(IF(AND($F12=\"High\",$I12=3),Reference!$D$93,(IF(AND($F12=\"Standard\",$I12=4),Reference!$D$94,(IF(AND($F12=\"Medium\",$I12=4),Reference!$D$95,(IF(AND($F12=\"High\",$I12=4),Reference!$D$96,(IF(AND($F12=\"Standard\",$I12=7),Reference!$D$97,(IF(AND($F12=\"Medium\",$I12=7),Reference!$D$98,(IF(AND($F12=\"High\",$I12=7),Reference!$D$99,(IF(AND($F12=\"Standard\",$I12=8),Reference!$D$97,(IF(AND($F12=\"Medium\",$I12=8),Reference!$D$98,(IF(AND($F12=\"High\",$I12=8),Reference!$D$99,(IF(AND($F12=\"Standard\",$I12=9),Reference!$D$100,(IF(AND($F12=\"Medium\",$I12=9),Reference!$D$101,(IF(AND($F12=\"High\",$I12=9),Reference!$D$102,(IF(AND($F12=\"Standard\",$I12=11),Reference!$D$103,(IF(AND($F12=\"Medium\",$I12=11),Reference!$D$104,(IF(AND($F12=\"High\",$I12=11),Reference!$D$105,(IF(AND($F12=\"Standard\",$I12=12),Reference!$D$103,(IF(AND($F12=\"Medium\",$I12=12),Reference!$D$104,(IF(AND($F12=\"High\",$I12=12),Reference!$D$105,(IF(AND($F12=\"Standard\",$I12=13),Reference!$D$106,(IF(AND($F12=\"Medium\",$I12=13),Reference!$D$107,(IF(AND($F12=\"High\",$I12=13),Reference!$D$108,(IF(AND($F12=\"Standard\",$I12=16),Reference!$D$109,(IF(AND($F12=\"Medium\",$I12=16),Reference!$D$110,(IF(AND($F12=\"High\",$I12=16),Reference!$D$111,(IF(AND($F12=\"Standard\",$I12=17),Reference!$D$109,(IF(AND($F12=\"Medium\",$I12=17),Reference!$D$110,(IF(AND($F12=\"High\",$I12=17),Reference!$D$111,(IF(AND($F12=\"Standard\",$I12=18),Reference!$D$112,(IF(AND($F12=\"Medium\",$I12=18),Reference!$D$113,(IF(AND($F12=\"High\",$I12=18),Reference!$D$114,(IF(AND($F12=\"Standard\",$I12=21),Reference!$D$115,(IF(AND($F12=\"Medium\",$I12=21),Reference!$D$116,(IF(AND($F12=\"High\",$I12=21),Reference!$D$117,(IF(AND($F12=\"Standard\",$I12=23),Reference!$D$118,(IF(AND($F12=\"Medium\",$I12=23),Reference!$D$119,(IF(AND($F12=\"High\",$I12=23),Reference!$D$120,0))))))))))))))))))))))))))))))))))))))))))))))))))))))))))))))))))))))))))))))))))))),0)))","v":0},0,0,0,null,"No",0,0,0,0,{"$f":"IF($AN12=\"Yes\",IF($AO12=1,Reference!#REF!,IF($AO12=2,Reference!#REF!,IF($AO12=3,Reference!#REF!,0))),(IF($AP12=1,IF($AR12=2,Reference!$C$194,IF($AR12=3,Reference!$C$196,IF($AR12=4,Reference!$C$198,0))),IF($AP12=2,IF($AR12=3,Reference!$C$195,IF($AR12=4,Reference!$C$197,IF($AR12=5,Reference!$C$199,0))),0))))","v":0},{"$f":"IF(AN12=\"Yes\",IF($AO12=1,Reference!#REF!,IF($AO12=2,Reference!#REF!,IF($AO12=3,Reference!#REF!,0))),(IF($AP12=1,IF($AR12=2,Reference!$E$194,IF($AR12=3,Reference!$E$196,IF($AR12=4,Reference!$E$198,0))),IF($AP12=2,IF($AR12=3,Reference!$E$195,IF($AR12=4,Reference!$E$197,IF($AR12=5,Reference!$E$199,0))),0))))","v":0},{"$f":"IF($AN12=\"Yes\",IF($AO12=1,Reference!#REF!,IF($AO12=2,Reference!#REF!,IF($AO12=3,Reference!#REF!,0))),(IF($AP12=1,IF($AR12=2,Reference!$D$194,IF($AR12=3,Reference!$D$196,IF($AR12=4,Reference!$D$198,0))),IF($AP12=2,IF($AR12=3,Reference!$D$195,IF($AR12=4,Reference!$D$197,IF($AR12=5,Reference!$D$199,0))),0))))","v":0},0,null,0,0,null,{"$f":"IF($AX12=\"Yes\",(IF($AZ12=\"NU2\",Reference!$B$221,IF($AZ12=\"NU2D\",Reference!$B$222,IF($AZ12=\"NU5N\",Reference!$B$223,IF($AZ12=\"NU5DN\",Reference!$B$224,IF($AZ12=\"NU5DOData\",Reference!$B$225,IF($AZ12=\"NU5DOFD\",Reference!$B$227,\"\"))))))),0)","v":0},{"$f":"IF($AX12=\"Yes\",(IF($AZ12=\"NU2\",Reference!$D$221,IF($AZ12=\"NU2D\",Reference!$D$222,IF($AZ12=\"NU5N\",Reference!$D$223,IF($AZ12=\"NU5DN\",Reference!$D$224,IF($AZ12=\"NU5DOData\",Reference!$D$225,IF($AZ12=\"NU5DOFD\",Reference!$D$227,0))))))),0)","v":0},{"$f":"IF($AX12=\"Yes\",(IF($AZ12=\"NU2\",Reference!$E$221,IF($AZ12=\"NU2D\",Reference!$E$222,IF($AZ12=\"NU5N\",Reference!$E$223,IF($AZ12=\"NU5DN\",Reference!$E$224,IF($AZ12=\"NU5DOData\",Reference!$E$225,IF($AZ12=\"NU5DOFD\",Reference!$E$227,IF($AZ12=\"NU5DF\",Reference!$E$226,0)))))))),0)","v":0},"AD-10-1960-Coarse",null,null,0,{"$f":"IF($BE12=\"AD-10-1960\",Reference!$G$232,IF($BE12=\"AD-10-1963\",Reference!$G$233,IF($BE12=\"AD-10-1966\",Reference!$G$237,IF($BE12=\"AD-10-1975\",Reference!$G$237,IF($BE12=\"AD-10-1980\",Reference!$G$238,IF($BE12=\"AD-10-2000\",Reference!$G$235,IF($BE12=\"AD-10-2010\",Reference!$G$236,\"\")))))))","v":""},{"$f":"IF($BE12=\"AD-10-1960\",Reference!$F$232,IF($BE12=\"AD-10-1963\",Reference!$F$233,IF($BE12=\"AD-10-1966\",Reference!$F$237,IF($BE12=\"AD-10-1975\",Reference!$F$237,IF($BE12=\"AD-10-1980\",Reference!$F$238,IF($BE12=\"AD-10-2000\",Reference!$F$235,IF($BE12=\"AD-10-2010\",Reference!$F$236,\"\")))))))","v":""},{"$f":"IF($BE12=\"AD-10-1960\",Reference!$E$232,IF($BE12=\"AD-10-1963\",Reference!$E$233,IF($BE12=\"AD-10-1966\",Reference!$E$237,IF($BE12=\"AD-10-1975\",Reference!$E$237,IF($BE12=\"AD-10-1980\",Reference!$E$238,IF($BE12=\"AD-10-2000\",Reference!$E$235,IF($BE12=\"AD-10-2010\",Reference!$E$236,\"\")))))))","v":""},null,0,{"$f":"(IF($D12>0,(IF($BL12=\"AD-05-5400\",'Battery Consumption'!$D$5,IF($BL12=\"AD-05-5410\",'Battery Consumption'!$D$6,IF($BL12=\"AD-05-5405\",'Battery Consumption'!$D$7,IF($BL12=\"AD-05-5415\",'Battery Consumption'!$D$8,IF($BL12=\"AD-05-5425\",'Battery Consumption'!$D$9,IF($BL12=\"AD-05-5420\",'Battery Consumption'!$D$10,IF($BL12=\"AD-05-5430\",'Battery Consumption'!$D$11,IF($BL12=\"AD-05-5440\",'Battery Consumption'!$D$12,IF($BL12=\"AD-05-5435\",'Battery Consumption'!$D$13,IF($BL12=\"AD-05-5445\",'Battery Consumption'!$D$14,IF($BL12=\"AD-05-5455\",'Battery Consumption'!$D$15,IF($BL12=\"AD-05-5450\",'Battery Consumption'!$D$16,IF($BL12=\"AD-05-5460\",'Battery Consumption'!$D$17,IF($BL12=\"AD-05-5465\",'Battery Consumption'!$D$18,IF($BL12=\"AD-05-5470\",'Battery Consumption'!$D$19,IF($BL12=\"AD-05-5401\",'Battery Consumption'!$D$20,IF($BL12=\"AD-05-5413\",'Battery Consumption'!$D$21,IF($BL12=\"AD-05-5406\",'Battery Consumption'!$D$22,IF($BL12=\"AD-05-5416\",'Battery Consumption'!$D$23,IF($BL12=\"AD-05-5426\",'Battery Consumption'!$D$24,IF($BL12=\"AD-05-5421\",'Battery Consumption'!$D$25,IF($BL12=\"AD-05-5432\",'Battery Consumption'!$D$26,IF($BL12=\"AD-05-5441\",'Battery Consumption'!$D$27,IF($BL12=\"AD-05-5437\",'Battery Consumption'!$D$28,IF($BL12=\"AD-05-5446\",'Battery Consumption'!$D$29,IF($BL12=\"AD-05-5456\",'Battery Consumption'!$D$30,IF($BL12=\"AD-05-5451\",'Battery Consumption'!$D$31,IF($BL12=\"AD-05-5461\",'Battery Consumption'!$D$32,IF($BL12=\"AD-05-5471\",'Battery Consumption'!$D$33,IF($BL12=\"AD-05-5466\",'Battery Consumption'!$D$34,0))))))))))))))))))))))))))))))),0))","v":0},0,{"$f":"(IF($D12>0,(IF($BL12=\"AD-05-5400\",'Battery Consumption'!$E$5,IF($BL12=\"AD-05-5410\",'Battery Consumption'!$E$6,IF($BL12=\"AD-05-5405\",'Battery Consumption'!$E$7,IF($BL12=\"AD-05-5415\",'Battery Consumption'!$E$8,IF($BL12=\"AD-05-5425\",'Battery Consumption'!$E$9,IF($BL12=\"AD-05-5420\",'Battery Consumption'!$E$10,IF($BL12=\"AD-05-5430\",'Battery Consumption'!$E$11,IF($BL12=\"AD-05-5440\",'Battery Consumption'!$E$12,IF($BL12=\"AD-05-5435\",'Battery Consumption'!$E$13,IF($BL12=\"AD-05-5445\",'Battery Consumption'!$E$14,IF($BL12=\"AD-05-5455\",'Battery Consumption'!$E$15,IF($BL12=\"AD-05-5450\",'Battery Consumption'!$E$16,IF($BL12=\"AD-05-5460\",'Battery Consumption'!$E$17,IF($BL12=\"AD-05-5465\",'Battery Consumption'!$E$18,IF($BL12=\"AD-05-5470\",'Battery Consumption'!$E$19,IF($BL12=\"AD-05-5401\",'Battery Consumption'!$E$20,IF($BL12=\"AD-05-5413\",'Battery Consumption'!$E$21,IF($BL12=\"AD-05-5406\",'Battery Consumption'!$E$22,IF($BL12=\"AD-05-5416\",'Battery Consumption'!$E$23,IF($BL12=\"AD-05-5426\",'Battery Consumption'!$E$24,IF($BL12=\"AD-05-5421\",'Battery Consumption'!$E$25,IF($BL12=\"AD-05-5432\",'Battery Consumption'!$E$26,IF($BL12=\"AD-05-5441\",'Battery Consumption'!$E$27,IF($BL12=\"AD-05-5437\",'Battery Consumption'!$E$28,IF($BL12=\"AD-05-5446\",'Battery Consumption'!$E$29,IF($BL12=\"AD-05-5456\",'Battery Consumption'!$E$30,IF($BL12=\"AD-05-5451\",'Battery Consumption'!$E$31,IF($BL12=\"AD-05-5461\",'Battery Consumption'!$E$32,IF($BL12=\"AD-05-5471\",'Battery Consumption'!$E$33,IF($BL12=\"AD-05-5466\",'Battery Consumption'!$E$34,0))))))))))))))))))))))))))))))),0))","v":0},0,0,{"$f":"IF($D12>0,(IF($BQ12<12,Reference!$J$259,IF($BQ12<24,Reference!$J$260,IF($BQ12<65,Reference!$J$260,\"Get your own\")))),0)","v":0},{"$f":"IF($D12>0,(IF($BQ12<12,Reference!$F$259,IF($BQ12<24,Reference!$F$260,IF($BQ12<65,Reference!$F$260,\"Get your own\")))),0)","v":0},{"$f":"IF($D12>0,(IF($BQ12<12,Reference!$H$259,IF($BQ12<24,Reference!$H$260,IF($BQ12<65,Reference!$H$260,\"Get your own\")))),0)","v":0},null,0,null,null,"AD-05-5420","FM-Net-ProSens UL Freeze-TP3",0,"FM"]
[7,null,null,null,null,null,0,0,0,0,0,0,0,0,0,null,{"$f":"IF($D$3=\"UL\",(IF(AND($G13=1,$H13=1),Reference!$C$53,IF(AND($G13=2,$H13=1),Reference!$C$54,IF(AND($G13=3,$H13=1),Reference!$C$55,IF(AND($G13=1,$H13=2),Reference!$C$56,IF(AND($G13=2,$H13=2),Reference!$C$57,IF(AND($G13=3,$H13=2),Reference!$C$58,IF(AND($G13=1,$H13=3),Reference!$C$59,IF(AND($G13=2,$H13=3),Reference!$C$60,IF(AND($G13=3,$H13=3),Reference!$C$61,IF(AND($G13=1,$H13=4),Reference!$C$62,IF(AND($G13=2,$H13=4),Reference!$C$63,IF(AND($G13=3,$H13=4),Reference!$C$64,IF(AND($G13=1,$H13=5),Reference!$C$65,IF(AND($G13=2,$H13=5),Reference!$C$66,IF(AND($G13=3,$H13=5),Reference!$C$67,0)))))))))))))))),(IF(AND($G13=1,$H13=1),Reference!$C$38,IF(AND($G13=2,$H13=1),Reference!$C$39,IF(AND($G13=3,$H13=1),Reference!$C$40,IF(AND($G13=1,$H13=2),Reference!$C$41,IF(AND($G13=2,$H13=2),Reference!$C$42,IF(AND($G13=3,$H13=2),Reference!$C$43,IF(AND($G13=1,$H13=3),Reference!$C$44,IF(AND($G13=2,$H13=3),Reference!$C$45,IF(AND($G13=3,$H13=3),Reference!$C$46,IF(AND($G13=1,$H13=4),Reference!$C$47,IF(AND($G13=2,$H13=4),Reference!$C$48,IF(AND($G13=3,$H13=4),Reference!$C$49,IF(AND($G13=1,$H13=5),Reference!$C$50,IF(AND($G13=2,$H13=5),Reference!$C$51,IF(AND($G13=3,$H13=5),Reference!$C$52,0)))))))))))))))))","v":0},{"$f":"IF($D$3=\"UL\",(IF(AND($G13=1,$H13=1),Reference!$B$53,IF(AND($G13=2,$H13=1),Reference!$B$54,IF(AND($G13=3,$H13=1),Reference!$B$55,IF(AND($G13=1,$H13=2),Reference!$B$56,IF(AND($G13=2,$H13=2),Reference!$B$57,IF(AND($G13=3,$H13=2),Reference!$B$58,IF(AND($G13=1,$H13=3),Reference!$B$59,IF(AND($G13=2,$H13=3),Reference!$B$60,IF(AND($G13=3,$H13=3),Reference!$B$61,IF(AND($G13=1,$H13=4),Reference!$B$62,IF(AND($G13=2,$H13=4),Reference!$B$63,IF(AND($G13=3,$H13=4),Reference!$B$64,IF(AND($G13=1,$H13=5),Reference!$B$65,IF(AND($G13=2,$H13=5),Reference!$B$66,IF(AND($G13=3,$H13=5),Reference!$B$67,0)))))))))))))))),(IF(AND($G13=1,$H13=1),Reference!$B$38,IF(AND($G13=2,$H13=1),Reference!$B$39,IF(AND($G13=3,$H13=1),Reference!$B$40,IF(AND($G13=1,$H13=2),Reference!$B$41,IF(AND($G13=2,$H13=2),Reference!$B$42,IF(AND($G13=3,$H13=2),Reference!$B$43,IF(AND($G13=1,$H13=3),Reference!$B$44,IF(AND($G13=2,$H13=3),Reference!$B$45,IF(AND($G13=3,$H13=3),Reference!$B$46,IF(AND($G13=1,$H13=4),Reference!$B$47,IF(AND($G13=2,$H13=4),Reference!$B$48,IF(AND($G13=3,$H13=4),Reference!$B$49,IF(AND($G13=1,$H13=5),Reference!$B$50,IF(AND($G13=2,$H13=5),Reference!$B$51,IF(AND($G13=3,$H13=5),Reference!$B$52,0)))))))))))))))))","v":0},0,0,null,0,0,"You can select the branch type i.e. \"I\",\"U\", \"M\",\"2U\", the limit for \"I\" is 130m and the Limit in total length for the rest cannot exceed 300m.  \nYou cannot have sampling holes on pipe A, B or C.  For Pipe 1/2/3/4 the parallel pipe out cannot exceed 2T ",null,null,null,null,0,0,null,null,{"$f":"IF($D$3=\"UL\",(IF($G13>0,((IF(AND($F13=\"Standard\",$I13=2),Reference!$B$121,(IF(AND($F13=\"Medium\",$I13=2),Reference!$B$122,(IF(AND($F13=\"High\",$I13=2),Reference!$B$123,(IF(AND($F13=\"Standard\",$I13=3),Reference!$B$121,(IF(AND($F13=\"Medium\",$I13=3),Reference!$B$122,(IF(AND($F13=\"High\",$I13=3),Reference!$B$123,(IF(AND($F13=\"Standard\",$I13=4),Reference!$B$124,(IF(AND($F13=\"Medium\",$I13=4),Reference!$B$125,(IF(AND($F13=\"High\",$I13=4),Reference!$B$126,(IF(AND($F13=\"Standard\",$I13=7),Reference!$B$127,(IF(AND($F13=\"Medium\",$I13=7),Reference!$B$128,(IF(AND($F13=\"High\",$I13=7),Reference!$B$129,(IF(AND($F13=\"Standard\",$I13=8),Reference!$B$97,(IF(AND($F13=\"Medium\",$I13=8),Reference!$B$98,(IF(AND($F13=\"High\",$I13=8),Reference!$B$99,(IF(AND($F13=\"Standard\",$I13=9),Reference!$B$130,(IF(AND($F13=\"Medium\",$I13=9),Reference!$B$131,(IF(AND($F13=\"High\",$I13=9),Reference!$B$132,(IF(AND($F13=\"Standard\",$I13=11),Reference!$B$133,(IF(AND($F13=\"Medium\",$I13=11),Reference!$B$134,(IF(AND($F13=\"High\",$I13=11),Reference!$B$135,(IF(AND($F13=\"Standard\",$I13=12),Reference!$B$133,(IF(AND($F13=\"Medium\",$I13=12),Reference!$B$134,(IF(AND($F13=\"High\",$I13=12),Reference!$B$135,(IF(AND($F13=\"Standard\",$I13=13),Reference!$B$136,(IF(AND($F13=\"Medium\",$I13=13),Reference!$B$137,(IF(AND($F13=\"High\",$I13=13),Reference!$B$138,(IF(AND($F13=\"Standard\",$I13=16),Reference!$B$139,(IF(AND($F13=\"Medium\",$I13=16),Reference!$B$140,(IF(AND($F13=\"High\",$I13=16),Reference!$B$141,(IF(AND($F13=\"Standard\",$I13=17),Reference!$B$139,(IF(AND($F13=\"Medium\",$I13=17),Reference!$B$140,(IF(AND($F13=\"High\",$I13=17),Reference!$B$141,(IF(AND($F13=\"Standard\",$I13=18),Reference!$B$142,(IF(AND($F13=\"Medium\",$I13=18),Reference!$B$143,(IF(AND($F13=\"High\",$I13=18),Reference!$B$144,(IF(AND($F13=\"Standard\",$I13=21),Reference!$B$145,(IF(AND($F13=\"Medium\",$I13=21),Reference!$B$146,(IF(AND($F13=\"High\",$I13=21),Reference!$B$147,(IF(AND($F13=\"Standard\",$I13=23),Reference!$B$148,(IF(AND($F13=\"Medium\",$I13=23),Reference!$B$149,(IF(AND($F13=\"High\",$I13=23),Reference!$B$150,0))))))))))))))))))))))))))))))))))))))))))))))))))))))))))))))))))))))))))))))))))))),0)),(IF($G13>0,((IF(AND($F13=\"Standard\",$I13=2),Reference!$B$91,(IF(AND($F13=\"Medium\",$I13=2),Reference!$B$92,(IF(AND($F13=\"High\",$I13=2),Reference!$B$93,(IF(AND($F13=\"Standard\",$I13=3),Reference!$B$91,(IF(AND($F13=\"Medium\",$I13=3),Reference!$B$92,(IF(AND($F13=\"High\",$I13=3),Reference!$B$93,(IF(AND($F13=\"Standard\",$I13=4),Reference!$B$94,(IF(AND($F13=\"Medium\",$I13=4),Reference!$B$95,(IF(AND($F13=\"High\",$I13=4),Reference!$B$96,(IF(AND($F13=\"Standard\",$I13=7),Reference!$B$97,(IF(AND($F13=\"Medium\",$I13=7),Reference!$B$98,(IF(AND($F13=\"High\",$I13=7),Reference!$B$99,(IF(AND($F13=\"Standard\",$I13=8),Reference!$B$97,(IF(AND($F13=\"Medium\",$I13=8),Reference!$B$98,(IF(AND($F13=\"High\",$I13=8),Reference!$B$99,(IF(AND($F13=\"Standard\",$I13=9),Reference!$B$100,(IF(AND($F13=\"Medium\",$I13=9),Reference!$B$101,(IF(AND($F13=\"High\",$I13=9),Reference!$B$102,(IF(AND($F13=\"Standard\",$I13=11),Reference!$B$103,(IF(AND($F13=\"Medium\",$I13=11),Reference!$B$104,(IF(AND($F13=\"High\",$I13=11),Reference!$B$105,(IF(AND($F13=\"Standard\",$I13=12),Reference!$B$103,(IF(AND($F13=\"Medium\",$I13=12),Reference!$B$104,(IF(AND($F13=\"High\",$I13=12),Reference!$B$105,(IF(AND($F13=\"Standard\",$I13=13),Reference!$B$106,(IF(AND($F13=\"Medium\",$I13=13),Reference!$B$107,(IF(AND($F13=\"High\",$I13=13),Reference!$B$108,(IF(AND($F13=\"Standard\",$I13=16),Reference!$B$109,(IF(AND($F13=\"Medium\",$I13=16),Reference!$B$110,(IF(AND($F13=\"High\",$I13=16),Reference!$B$111,(IF(AND($F13=\"Standard\",$I13=17),Reference!$B$109,(IF(AND($F13=\"Medium\",$I13=17),Reference!$B$110,(IF(AND($F13=\"High\",$I13=17),Reference!$B$111,(IF(AND($F13=\"Standard\",$I13=18),Reference!$B$112,(IF(AND($F13=\"Medium\",$I13=18),Reference!$B$113,(IF(AND($F13=\"High\",$I13=18),Reference!$B$114,(IF(AND($F13=\"Standard\",$I13=21),Reference!$B$115,(IF(AND($F13=\"Medium\",$I13=21),Reference!$B$116,(IF(AND($F13=\"High\",$I13=21),Reference!$B$117,(IF(AND($F13=\"Standard\",$I13=23),Reference!$B$118,(IF(AND($F13=\"Medium\",$I13=23),Reference!$B$119,(IF(AND($F13=\"High\",$I13=23),Reference!$B$120,0))))))))))))))))))))))))))))))))))))))))))))))))))))))))))))))))))))))))))))))))))))),0)))","v":0},{"$f":"IF($D$3=\"UL\",(IF($G13>0,((IF(AND($F13=\"Standard\",$I13=2),Reference!$C$121,(IF(AND($F13=\"Medium\",$I13=2),Reference!$C$122,(IF(AND($F13=\"High\",$I13=2),Reference!$C$123,(IF(AND($F13=\"Standard\",$I13=3),Reference!$C$121,(IF(AND($F13=\"Medium\",$I13=3),Reference!$C$122,(IF(AND($F13=\"High\",$I13=3),Reference!$C$123,(IF(AND($F13=\"Standard\",$I13=4),Reference!$C$124,(IF(AND($F13=\"Medium\",$I13=4),Reference!$C$125,(IF(AND($F13=\"High\",$I13=4),Reference!$C$126,(IF(AND($F13=\"Standard\",$I13=7),Reference!$C$127,(IF(AND($F13=\"Medium\",$I13=7),Reference!$C$128,(IF(AND($F13=\"High\",$I13=7),Reference!$C$129,(IF(AND($F13=\"Standard\",$I13=8),Reference!$C$97,(IF(AND($F13=\"Medium\",$I13=8),Reference!$C$98,(IF(AND($F13=\"High\",$I13=8),Reference!$C$99,(IF(AND($F13=\"Standard\",$I13=9),Reference!$C$130,(IF(AND($F13=\"Medium\",$I13=9),Reference!$C$131,(IF(AND($F13=\"High\",$I13=9),Reference!$C$132,(IF(AND($F13=\"Standard\",$I13=11),Reference!$C$133,(IF(AND($F13=\"Medium\",$I13=11),Reference!$C$134,(IF(AND($F13=\"High\",$I13=11),Reference!$C$135,(IF(AND($F13=\"Standard\",$I13=12),Reference!$C$133,(IF(AND($F13=\"Medium\",$I13=12),Reference!$C$134,(IF(AND($F13=\"High\",$I13=12),Reference!$C$135,(IF(AND($F13=\"Standard\",$I13=13),Reference!$C$136,(IF(AND($F13=\"Medium\",$I13=13),Reference!$C$137,(IF(AND($F13=\"High\",$I13=13),Reference!$C$138,(IF(AND($F13=\"Standard\",$I13=16),Reference!$C$139,(IF(AND($F13=\"Medium\",$I13=16),Reference!$C$140,(IF(AND($F13=\"High\",$I13=16),Reference!$C$141,(IF(AND($F13=\"Standard\",$I13=17),Reference!$C$139,(IF(AND($F13=\"Medium\",$I13=17),Reference!$C$140,(IF(AND($F13=\"High\",$I13=17),Reference!$C$141,(IF(AND($F13=\"Standard\",$I13=18),Reference!$C$142,(IF(AND($F13=\"Medium\",$I13=18),Reference!$C$143,(IF(AND($F13=\"High\",$I13=18),Reference!$C$144,(IF(AND($F13=\"Standard\",$I13=21),Reference!$C$145,(IF(AND($F13=\"Medium\",$I13=21),Reference!$C$146,(IF(AND($F13=\"High\",$I13=21),Reference!$C$147,(IF(AND($F13=\"Standard\",$I13=23),Reference!$C$148,(IF(AND($F13=\"Medium\",$I13=23),Reference!$C$149,(IF(AND($F13=\"High\",$I13=23),Reference!$C$150,0))))))))))))))))))))))))))))))))))))))))))))))))))))))))))))))))))))))))))))))))))))),0)),(IF($G13>0,((IF(AND($F13=\"Standard\",$I13=2),Reference!$C$91,(IF(AND($F13=\"Medium\",$I13=2),Reference!$C$92,(IF(AND($F13=\"High\",$I13=2),Reference!$C$93,(IF(AND($F13=\"Standard\",$I13=3),Reference!$C$91,(IF(AND($F13=\"Medium\",$I13=3),Reference!$C$92,(IF(AND($F13=\"High\",$I13=3),Reference!$C$93,(IF(AND($F13=\"Standard\",$I13=4),Reference!$C$94,(IF(AND($F13=\"Medium\",$I13=4),Reference!$C$95,(IF(AND($F13=\"High\",$I13=4),Reference!$C$96,(IF(AND($F13=\"Standard\",$I13=7),Reference!$C$97,(IF(AND($F13=\"Medium\",$I13=7),Reference!$C$98,(IF(AND($F13=\"High\",$I13=7),Reference!$C$99,(IF(AND($F13=\"Standard\",$I13=8),Reference!$C$97,(IF(AND($F13=\"Medium\",$I13=8),Reference!$C$98,(IF(AND($F13=\"High\",$I13=8),Reference!$C$99,(IF(AND($F13=\"Standard\",$I13=9),Reference!$C$100,(IF(AND($F13=\"Medium\",$I13=9),Reference!$C$101,(IF(AND($F13=\"High\",$I13=9),Reference!$C$102,(IF(AND($F13=\"Standard\",$I13=11),Reference!$C$103,(IF(AND($F13=\"Medium\",$I13=11),Reference!$C$104,(IF(AND($F13=\"High\",$I13=11),Reference!$C$105,(IF(AND($F13=\"Standard\",$I13=12),Reference!$C$103,(IF(AND($F13=\"Medium\",$I13=12),Reference!$C$104,(IF(AND($F13=\"High\",$I13=12),Reference!$C$105,(IF(AND($F13=\"Standard\",$I13=13),Reference!$C$106,(IF(AND($F13=\"Medium\",$I13=13),Reference!$C$107,(IF(AND($F13=\"High\",$I13=13),Reference!$C$108,(IF(AND($F13=\"Standard\",$I13=16),Reference!$C$109,(IF(AND($F13=\"Medium\",$I13=16),Reference!$C$110,(IF(AND($F13=\"High\",$I13=16),Reference!$C$111,(IF(AND($F13=\"Standard\",$I13=17),Reference!$C$109,(IF(AND($F13=\"Medium\",$I13=17),Reference!$C$110,(IF(AND($F13=\"High\",$I13=17),Reference!$C$111,(IF(AND($F13=\"Standard\",$I13=18),Reference!$C$112,(IF(AND($F13=\"Medium\",$I13=18),Reference!$C$113,(IF(AND($F13=\"High\",$I13=18),Reference!$C$114,(IF(AND($F13=\"Standard\",$I13=21),Reference!$C$115,(IF(AND($F13=\"Medium\",$I13=21),Reference!$C$116,(IF(AND($F13=\"High\",$I13=21),Reference!$C$117,(IF(AND($F13=\"Standard\",$I13=23),Reference!$C$118,(IF(AND($F13=\"Medium\",$I13=23),Reference!$C$119,(IF(AND($F13=\"High\",$I13=23),Reference!$C$120,0))))))))))))))))))))))))))))))))))))))))))))))))))))))))))))))))))))))))))))))))))))),0)))","v":0},{"$f":"IF($D$3=\"UL\",(IF($G13>0,((IF(AND($F13=\"Standard\",$I13=2),Reference!$D$121,(IF(AND($F13=\"Medium\",$I13=2),Reference!$D$122,(IF(AND($F13=\"High\",$I13=2),Reference!$D$123,(IF(AND($F13=\"Standard\",$I13=3),Reference!$D$121,(IF(AND($F13=\"Medium\",$I13=3),Reference!$D$122,(IF(AND($F13=\"High\",$I13=3),Reference!$D$123,(IF(AND($F13=\"Standard\",$I13=4),Reference!$D$124,(IF(AND($F13=\"Medium\",$I13=4),Reference!$D$125,(IF(AND($F13=\"High\",$I13=4),Reference!$D$126,(IF(AND($F13=\"Standard\",$I13=7),Reference!$D$127,(IF(AND($F13=\"Medium\",$I13=7),Reference!$D$128,(IF(AND($F13=\"High\",$I13=7),Reference!$D$129,(IF(AND($F13=\"Standard\",$I13=8),Reference!$D$97,(IF(AND($F13=\"Medium\",$I13=8),Reference!$D$98,(IF(AND($F13=\"High\",$I13=8),Reference!$D$99,(IF(AND($F13=\"Standard\",$I13=9),Reference!$D$130,(IF(AND($F13=\"Medium\",$I13=9),Reference!$D$131,(IF(AND($F13=\"High\",$I13=9),Reference!$D$132,(IF(AND($F13=\"Standard\",$I13=11),Reference!$D$133,(IF(AND($F13=\"Medium\",$I13=11),Reference!$D$134,(IF(AND($F13=\"High\",$I13=11),Reference!$D$135,(IF(AND($F13=\"Standard\",$I13=12),Reference!$D$133,(IF(AND($F13=\"Medium\",$I13=12),Reference!$D$134,(IF(AND($F13=\"High\",$I13=12),Reference!$D$135,(IF(AND($F13=\"Standard\",$I13=13),Reference!$D$136,(IF(AND($F13=\"Medium\",$I13=13),Reference!$D$137,(IF(AND($F13=\"High\",$I13=13),Reference!$D$138,(IF(AND($F13=\"Standard\",$I13=16),Reference!$D$139,(IF(AND($F13=\"Medium\",$I13=16),Reference!$D$140,(IF(AND($F13=\"High\",$I13=16),Reference!$D$141,(IF(AND($F13=\"Standard\",$I13=17),Reference!$D$139,(IF(AND($F13=\"Medium\",$I13=17),Reference!$D$140,(IF(AND($F13=\"High\",$I13=17),Reference!$D$141,(IF(AND($F13=\"Standard\",$I13=18),Reference!$D$142,(IF(AND($F13=\"Medium\",$I13=18),Reference!$D$143,(IF(AND($F13=\"High\",$I13=18),Reference!$D$144,(IF(AND($F13=\"Standard\",$I13=21),Reference!$D$145,(IF(AND($F13=\"Medium\",$I13=21),Reference!$D$146,(IF(AND($F13=\"High\",$I13=21),Reference!$D$147,(IF(AND($F13=\"Standard\",$I13=23),Reference!$D$148,(IF(AND($F13=\"Medium\",$I13=23),Reference!$D$149,(IF(AND($F13=\"High\",$I13=23),Reference!$D$150,0))))))))))))))))))))))))))))))))))))))))))))))))))))))))))))))))))))))))))))))))))))),0)),(IF($G13>0,((IF(AND($F13=\"Standard\",$I13=2),Reference!$D$91,(IF(AND($F13=\"Medium\",$I13=2),Reference!$D$92,(IF(AND($F13=\"High\",$I13=2),Reference!$D$93,(IF(AND($F13=\"Standard\",$I13=3),Reference!$D$91,(IF(AND($F13=\"Medium\",$I13=3),Reference!$D$92,(IF(AND($F13=\"High\",$I13=3),Reference!$D$93,(IF(AND($F13=\"Standard\",$I13=4),Reference!$D$94,(IF(AND($F13=\"Medium\",$I13=4),Reference!$D$95,(IF(AND($F13=\"High\",$I13=4),Reference!$D$96,(IF(AND($F13=\"Standard\",$I13=7),Reference!$D$97,(IF(AND($F13=\"Medium\",$I13=7),Reference!$D$98,(IF(AND($F13=\"High\",$I13=7),Reference!$D$99,(IF(AND($F13=\"Standard\",$I13=8),Reference!$D$97,(IF(AND($F13=\"Medium\",$I13=8),Reference!$D$98,(IF(AND($F13=\"High\",$I13=8),Reference!$D$99,(IF(AND($F13=\"Standard\",$I13=9),Reference!$D$100,(IF(AND($F13=\"Medium\",$I13=9),Reference!$D$101,(IF(AND($F13=\"High\",$I13=9),Reference!$D$102,(IF(AND($F13=\"Standard\",$I13=11),Reference!$D$103,(IF(AND($F13=\"Medium\",$I13=11),Reference!$D$104,(IF(AND($F13=\"High\",$I13=11),Reference!$D$105,(IF(AND($F13=\"Standard\",$I13=12),Reference!$D$103,(IF(AND($F13=\"Medium\",$I13=12),Reference!$D$104,(IF(AND($F13=\"High\",$I13=12),Reference!$D$105,(IF(AND($F13=\"Standard\",$I13=13),Reference!$D$106,(IF(AND($F13=\"Medium\",$I13=13),Reference!$D$107,(IF(AND($F13=\"High\",$I13=13),Reference!$D$108,(IF(AND($F13=\"Standard\",$I13=16),Reference!$D$109,(IF(AND($F13=\"Medium\",$I13=16),Reference!$D$110,(IF(AND($F13=\"High\",$I13=16),Reference!$D$111,(IF(AND($F13=\"Standard\",$I13=17),Reference!$D$109,(IF(AND($F13=\"Medium\",$I13=17),Reference!$D$110,(IF(AND($F13=\"High\",$I13=17),Reference!$D$111,(IF(AND($F13=\"Standard\",$I13=18),Reference!$D$112,(IF(AND($F13=\"Medium\",$I13=18),Reference!$D$113,(IF(AND($F13=\"High\",$I13=18),Reference!$D$114,(IF(AND($F13=\"Standard\",$I13=21),Reference!$D$115,(IF(AND($F13=\"Medium\",$I13=21),Reference!$D$116,(IF(AND($F13=\"High\",$I13=21),Reference!$D$117,(IF(AND($F13=\"Standard\",$I13=23),Reference!$D$118,(IF(AND($F13=\"Medium\",$I13=23),Reference!$D$119,(IF(AND($F13=\"High\",$I13=23),Reference!$D$120,0))))))))))))))))))))))))))))))))))))))))))))))))))))))))))))))))))))))))))))))))))))),0)))","v":0},0,0,0,null,"No",0,0,0,0,{"$f":"IF($AN13=\"Yes\",IF($AO13=1,Reference!#REF!,IF($AO13=2,Reference!#REF!,IF($AO13=3,Reference!#REF!,0))),(IF($AP13=1,IF($AR13=2,Reference!$C$194,IF($AR13=3,Reference!$C$196,IF($AR13=4,Reference!$C$198,0))),IF($AP13=2,IF($AR13=3,Reference!$C$195,IF($AR13=4,Reference!$C$197,IF($AR13=5,Reference!$C$199,0))),0))))","v":0},{"$f":"IF(AN13=\"Yes\",IF($AO13=1,Reference!#REF!,IF($AO13=2,Reference!#REF!,IF($AO13=3,Reference!#REF!,0))),(IF($AP13=1,IF($AR13=2,Reference!$E$194,IF($AR13=3,Reference!$E$196,IF($AR13=4,Reference!$E$198,0))),IF($AP13=2,IF($AR13=3,Reference!$E$195,IF($AR13=4,Reference!$E$197,IF($AR13=5,Reference!$E$199,0))),0))))","v":0},{"$f":"IF($AN13=\"Yes\",IF($AO13=1,Reference!#REF!,IF($AO13=2,Reference!#REF!,IF($AO13=3,Reference!#REF!,0))),(IF($AP13=1,IF($AR13=2,Reference!$D$194,IF($AR13=3,Reference!$D$196,IF($AR13=4,Reference!$D$198,0))),IF($AP13=2,IF($AR13=3,Reference!$D$195,IF($AR13=4,Reference!$D$197,IF($AR13=5,Reference!$D$199,0))),0))))","v":0},0,null,0,0,null,{"$f":"IF($AX13=\"Yes\",(IF($AZ13=\"NU2\",Reference!$B$221,IF($AZ13=\"NU2D\",Reference!$B$222,IF($AZ13=\"NU5N\",Reference!$B$223,IF($AZ13=\"NU5DN\",Reference!$B$224,IF($AZ13=\"NU5DOData\",Reference!$B$225,IF($AZ13=\"NU5DOFD\",Reference!$B$227,\"\"))))))),0)","v":0},{"$f":"IF($AX13=\"Yes\",(IF($AZ13=\"NU2\",Reference!$D$221,IF($AZ13=\"NU2D\",Reference!$D$222,IF($AZ13=\"NU5N\",Reference!$D$223,IF($AZ13=\"NU5DN\",Reference!$D$224,IF($AZ13=\"NU5DOData\",Reference!$D$225,IF($AZ13=\"NU5DOFD\",Reference!$D$227,0))))))),0)","v":0},{"$f":"IF($AX13=\"Yes\",(IF($AZ13=\"NU2\",Reference!$E$221,IF($AZ13=\"NU2D\",Reference!$E$222,IF($AZ13=\"NU5N\",Reference!$E$223,IF($AZ13=\"NU5DN\",Reference!$E$224,IF($AZ13=\"NU5DOData\",Reference!$E$225,IF($AZ13=\"NU5DOFD\",Reference!$E$227,IF($AZ13=\"NU5DF\",Reference!$E$226,0)))))))),0)","v":0},"AD-10-1963-Medium",null,null,0,{"$f":"IF($BE13=\"AD-10-1960\",Reference!$G$232,IF($BE13=\"AD-10-1963\",Reference!$G$233,IF($BE13=\"AD-10-1966\",Reference!$G$237,IF($BE13=\"AD-10-1975\",Reference!$G$237,IF($BE13=\"AD-10-1980\",Reference!$G$238,IF($BE13=\"AD-10-2000\",Reference!$G$235,IF($BE13=\"AD-10-2010\",Reference!$G$236,\"\")))))))","v":""},{"$f":"IF($BE13=\"AD-10-1960\",Reference!$F$232,IF($BE13=\"AD-10-1963\",Reference!$F$233,IF($BE13=\"AD-10-1966\",Reference!$F$237,IF($BE13=\"AD-10-1975\",Reference!$F$237,IF($BE13=\"AD-10-1980\",Reference!$F$238,IF($BE13=\"AD-10-2000\",Reference!$F$235,IF($BE13=\"AD-10-2010\",Reference!$F$236,\"\")))))))","v":""},{"$f":"IF($BE13=\"AD-10-1960\",Reference!$E$232,IF($BE13=\"AD-10-1963\",Reference!$E$233,IF($BE13=\"AD-10-1966\",Reference!$E$237,IF($BE13=\"AD-10-1975\",Reference!$E$237,IF($BE13=\"AD-10-1980\",Reference!$E$238,IF($BE13=\"AD-10-2000\",Reference!$E$235,IF($BE13=\"AD-10-2010\",Reference!$E$236,\"\")))))))","v":""},null,{"$f":"+Q13","v":0},{"$f":"(IF($D13>0,(IF($BL13=\"AD-05-5400\",'Battery Consumption'!$D$5,IF($BL13=\"AD-05-5410\",'Battery Consumption'!$D$6,IF($BL13=\"AD-05-5405\",'Battery Consumption'!$D$7,IF($BL13=\"AD-05-5415\",'Battery Consumption'!$D$8,IF($BL13=\"AD-05-5425\",'Battery Consumption'!$D$9,IF($BL13=\"AD-05-5420\",'Battery Consumption'!$D$10,IF($BL13=\"AD-05-5430\",'Battery Consumption'!$D$11,IF($BL13=\"AD-05-5440\",'Battery Consumption'!$D$12,IF($BL13=\"AD-05-5435\",'Battery Consumption'!$D$13,IF($BL13=\"AD-05-5445\",'Battery Consumption'!$D$14,IF($BL13=\"AD-05-5455\",'Battery Consumption'!$D$15,IF($BL13=\"AD-05-5450\",'Battery Consumption'!$D$16,IF($BL13=\"AD-05-5460\",'Battery Consumption'!$D$17,IF($BL13=\"AD-05-5465\",'Battery Consumption'!$D$18,IF($BL13=\"AD-05-5470\",'Battery Consumption'!$D$19,IF($BL13=\"AD-05-5401\",'Battery Consumption'!$D$20,IF($BL13=\"AD-05-5413\",'Battery Consumption'!$D$21,IF($BL13=\"AD-05-5406\",'Battery Consumption'!$D$22,IF($BL13=\"AD-05-5416\",'Battery Consumption'!$D$23,IF($BL13=\"AD-05-5426\",'Battery Consumption'!$D$24,IF($BL13=\"AD-05-5421\",'Battery Consumption'!$D$25,IF($BL13=\"AD-05-5432\",'Battery Consumption'!$D$26,IF($BL13=\"AD-05-5441\",'Battery Consumption'!$D$27,IF($BL13=\"AD-05-5437\",'Battery Consumption'!$D$28,IF($BL13=\"AD-05-5446\",'Battery Consumption'!$D$29,IF($BL13=\"AD-05-5456\",'Battery Consumption'!$D$30,IF($BL13=\"AD-05-5451\",'Battery Consumption'!$D$31,IF($BL13=\"AD-05-5461\",'Battery Consumption'!$D$32,IF($BL13=\"AD-05-5471\",'Battery Consumption'!$D$33,IF($BL13=\"AD-05-5466\",'Battery Consumption'!$D$34,0))))))))))))))))))))))))))))))),0))","v":0},0,{"$f":"(IF($D13>0,(IF($BL13=\"AD-05-5400\",'Battery Consumption'!$E$5,IF($BL13=\"AD-05-5410\",'Battery Consumption'!$E$6,IF($BL13=\"AD-05-5405\",'Battery Consumption'!$E$7,IF($BL13=\"AD-05-5415\",'Battery Consumption'!$E$8,IF($BL13=\"AD-05-5425\",'Battery Consumption'!$E$9,IF($BL13=\"AD-05-5420\",'Battery Consumption'!$E$10,IF($BL13=\"AD-05-5430\",'Battery Consumption'!$E$11,IF($BL13=\"AD-05-5440\",'Battery Consumption'!$E$12,IF($BL13=\"AD-05-5435\",'Battery Consumption'!$E$13,IF($BL13=\"AD-05-5445\",'Battery Consumption'!$E$14,IF($BL13=\"AD-05-5455\",'Battery Consumption'!$E$15,IF($BL13=\"AD-05-5450\",'Battery Consumption'!$E$16,IF($BL13=\"AD-05-5460\",'Battery Consumption'!$E$17,IF($BL13=\"AD-05-5465\",'Battery Consumption'!$E$18,IF($BL13=\"AD-05-5470\",'Battery Consumption'!$E$19,IF($BL13=\"AD-05-5401\",'Battery Consumption'!$E$20,IF($BL13=\"AD-05-5413\",'Battery Consumption'!$E$21,IF($BL13=\"AD-05-5406\",'Battery Consumption'!$E$22,IF($BL13=\"AD-05-5416\",'Battery Consumption'!$E$23,IF($BL13=\"AD-05-5426\",'Battery Consumption'!$E$24,IF($BL13=\"AD-05-5421\",'Battery Consumption'!$E$25,IF($BL13=\"AD-05-5432\",'Battery Consumption'!$E$26,IF($BL13=\"AD-05-5441\",'Battery Consumption'!$E$27,IF($BL13=\"AD-05-5437\",'Battery Consumption'!$E$28,IF($BL13=\"AD-05-5446\",'Battery Consumption'!$E$29,IF($BL13=\"AD-05-5456\",'Battery Consumption'!$E$30,IF($BL13=\"AD-05-5451\",'Battery Consumption'!$E$31,IF($BL13=\"AD-05-5461\",'Battery Consumption'!$E$32,IF($BL13=\"AD-05-5471\",'Battery Consumption'!$E$33,IF($BL13=\"AD-05-5466\",'Battery Consumption'!$E$34,0))))))))))))))))))))))))))))))),0))","v":0},0,0,{"$f":"IF($D13>0,(IF($BQ13<12,Reference!$J$259,IF($BQ13<24,Reference!$J$260,IF($BQ13<65,Reference!$J$260,\"Get your own\")))),0)","v":0},{"$f":"IF($D13>0,(IF($BQ13<12,Reference!$F$259,IF($BQ13<24,Reference!$F$260,IF($BQ13<65,Reference!$F$260,\"Get your own\")))),0)","v":0},{"$f":"IF($D13>0,(IF($BQ13<12,Reference!$H$259,IF($BQ13<24,Reference!$H$260,IF($BQ13<65,Reference!$H$260,\"Get your own\")))),0)","v":0},null,0,null,null,"AD-05-5430","FM-Net-ProSens UL Standard-TP4",0,"FM"]
[8,null,null,null,null,null,0,0,0,0,0,0,0,0,0,null,{"$f":"IF($D$3=\"UL\",(IF(AND($G14=1,$H14=1),Reference!$C$53,IF(AND($G14=2,$H14=1),Reference!$C$54,IF(AND($G14=3,$H14=1),Reference!$C$55,IF(AND($G14=1,$H14=2),Reference!$C$56,IF(AND($G14=2,$H14=2),Reference!$C$57,IF(AND($G14=3,$H14=2),Reference!$C$58,IF(AND($G14=1,$H14=3),Reference!$C$59,IF(AND($G14=2,$H14=3),Reference!$C$60,IF(AND($G14=3,$H14=3),Reference!$C$61,IF(AND($G14=1,$H14=4),Reference!$C$62,IF(AND($G14=2,$H14=4),Reference!$C$63,IF(AND($G14=3,$H14=4),Reference!$C$64,IF(AND($G14=1,$H14=5),Reference!$C$65,IF(AND($G14=2,$H14=5),Reference!$C$66,IF(AND($G14=3,$H14=5),Reference!$C$67,0)))))))))))))))),(IF(AND($G14=1,$H14=1),Reference!$C$38,IF(AND($G14=2,$H14=1),Reference!$C$39,IF(AND($G14=3,$H14=1),Reference!$C$40,IF(AND($G14=1,$H14=2),Reference!$C$41,IF(AND($G14=2,$H14=2),Reference!$C$42,IF(AND($G14=3,$H14=2),Reference!$C$43,IF(AND($G14=1,$H14=3),Reference!$C$44,IF(AND($G14=2,$H14=3),Reference!$C$45,IF(AND($G14=3,$H14=3),Reference!$C$46,IF(AND($G14=1,$H14=4),Reference!$C$47,IF(AND($G14=2,$H14=4),Reference!$C$48,IF(AND($G14=3,$H14=4),Reference!$C$49,IF(AND($G14=1,$H14=5),Reference!$C$50,IF(AND($G14=2,$H14=5),Reference!$C$51,IF(AND($G14=3,$H14=5),Reference!$C$52,0)))))))))))))))))","v":0},{"$f":"IF($D$3=\"UL\",(IF(AND($G14=1,$H14=1),Reference!$B$53,IF(AND($G14=2,$H14=1),Reference!$B$54,IF(AND($G14=3,$H14=1),Reference!$B$55,IF(AND($G14=1,$H14=2),Reference!$B$56,IF(AND($G14=2,$H14=2),Reference!$B$57,IF(AND($G14=3,$H14=2),Reference!$B$58,IF(AND($G14=1,$H14=3),Reference!$B$59,IF(AND($G14=2,$H14=3),Reference!$B$60,IF(AND($G14=3,$H14=3),Reference!$B$61,IF(AND($G14=1,$H14=4),Reference!$B$62,IF(AND($G14=2,$H14=4),Reference!$B$63,IF(AND($G14=3,$H14=4),Reference!$B$64,IF(AND($G14=1,$H14=5),Reference!$B$65,IF(AND($G14=2,$H14=5),Reference!$B$66,IF(AND($G14=3,$H14=5),Reference!$B$67,0)))))))))))))))),(IF(AND($G14=1,$H14=1),Reference!$B$38,IF(AND($G14=2,$H14=1),Reference!$B$39,IF(AND($G14=3,$H14=1),Reference!$B$40,IF(AND($G14=1,$H14=2),Reference!$B$41,IF(AND($G14=2,$H14=2),Reference!$B$42,IF(AND($G14=3,$H14=2),Reference!$B$43,IF(AND($G14=1,$H14=3),Reference!$B$44,IF(AND($G14=2,$H14=3),Reference!$B$45,IF(AND($G14=3,$H14=3),Reference!$B$46,IF(AND($G14=1,$H14=4),Reference!$B$47,IF(AND($G14=2,$H14=4),Reference!$B$48,IF(AND($G14=3,$H14=4),Reference!$B$49,IF(AND($G14=1,$H14=5),Reference!$B$50,IF(AND($G14=2,$H14=5),Reference!$B$51,IF(AND($G14=3,$H14=5),Reference!$B$52,0)))))))))))))))))","v":0},0,0,null,0,0,null,null,null,null,null,0,0,null,null,{"$f":"IF($D$3=\"UL\",(IF($G14>0,((IF(AND($F14=\"Standard\",$I14=2),Reference!$B$121,(IF(AND($F14=\"Medium\",$I14=2),Reference!$B$122,(IF(AND($F14=\"High\",$I14=2),Reference!$B$123,(IF(AND($F14=\"Standard\",$I14=3),Reference!$B$121,(IF(AND($F14=\"Medium\",$I14=3),Reference!$B$122,(IF(AND($F14=\"High\",$I14=3),Reference!$B$123,(IF(AND($F14=\"Standard\",$I14=4),Reference!$B$124,(IF(AND($F14=\"Medium\",$I14=4),Reference!$B$125,(IF(AND($F14=\"High\",$I14=4),Reference!$B$126,(IF(AND($F14=\"Standard\",$I14=7),Reference!$B$127,(IF(AND($F14=\"Medium\",$I14=7),Reference!$B$128,(IF(AND($F14=\"High\",$I14=7),Reference!$B$129,(IF(AND($F14=\"Standard\",$I14=8),Reference!$B$97,(IF(AND($F14=\"Medium\",$I14=8),Reference!$B$98,(IF(AND($F14=\"High\",$I14=8),Reference!$B$99,(IF(AND($F14=\"Standard\",$I14=9),Reference!$B$130,(IF(AND($F14=\"Medium\",$I14=9),Reference!$B$131,(IF(AND($F14=\"High\",$I14=9),Reference!$B$132,(IF(AND($F14=\"Standard\",$I14=11),Reference!$B$133,(IF(AND($F14=\"Medium\",$I14=11),Reference!$B$134,(IF(AND($F14=\"High\",$I14=11),Reference!$B$135,(IF(AND($F14=\"Standard\",$I14=12),Reference!$B$133,(IF(AND($F14=\"Medium\",$I14=12),Reference!$B$134,(IF(AND($F14=\"High\",$I14=12),Reference!$B$135,(IF(AND($F14=\"Standard\",$I14=13),Reference!$B$136,(IF(AND($F14=\"Medium\",$I14=13),Reference!$B$137,(IF(AND($F14=\"High\",$I14=13),Reference!$B$138,(IF(AND($F14=\"Standard\",$I14=16),Reference!$B$139,(IF(AND($F14=\"Medium\",$I14=16),Reference!$B$140,(IF(AND($F14=\"High\",$I14=16),Reference!$B$141,(IF(AND($F14=\"Standard\",$I14=17),Reference!$B$139,(IF(AND($F14=\"Medium\",$I14=17),Reference!$B$140,(IF(AND($F14=\"High\",$I14=17),Reference!$B$141,(IF(AND($F14=\"Standard\",$I14=18),Reference!$B$142,(IF(AND($F14=\"Medium\",$I14=18),Reference!$B$143,(IF(AND($F14=\"High\",$I14=18),Reference!$B$144,(IF(AND($F14=\"Standard\",$I14=21),Reference!$B$145,(IF(AND($F14=\"Medium\",$I14=21),Reference!$B$146,(IF(AND($F14=\"High\",$I14=21),Reference!$B$147,(IF(AND($F14=\"Standard\",$I14=23),Reference!$B$148,(IF(AND($F14=\"Medium\",$I14=23),Reference!$B$149,(IF(AND($F14=\"High\",$I14=23),Reference!$B$150,0))))))))))))))))))))))))))))))))))))))))))))))))))))))))))))))))))))))))))))))))))))),0)),(IF($G14>0,((IF(AND($F14=\"Standard\",$I14=2),Reference!$B$91,(IF(AND($F14=\"Medium\",$I14=2),Reference!$B$92,(IF(AND($F14=\"High\",$I14=2),Reference!$B$93,(IF(AND($F14=\"Standard\",$I14=3),Reference!$B$91,(IF(AND($F14=\"Medium\",$I14=3),Reference!$B$92,(IF(AND($F14=\"High\",$I14=3),Reference!$B$93,(IF(AND($F14=\"Standard\",$I14=4),Reference!$B$94,(IF(AND($F14=\"Medium\",$I14=4),Reference!$B$95,(IF(AND($F14=\"High\",$I14=4),Reference!$B$96,(IF(AND($F14=\"Standard\",$I14=7),Reference!$B$97,(IF(AND($F14=\"Medium\",$I14=7),Reference!$B$98,(IF(AND($F14=\"High\",$I14=7),Reference!$B$99,(IF(AND($F14=\"Standard\",$I14=8),Reference!$B$97,(IF(AND($F14=\"Medium\",$I14=8),Reference!$B$98,(IF(AND($F14=\"High\",$I14=8),Reference!$B$99,(IF(AND($F14=\"Standard\",$I14=9),Reference!$B$100,(IF(AND($F14=\"Medium\",$I14=9),Reference!$B$101,(IF(AND($F14=\"High\",$I14=9),Reference!$B$102,(IF(AND($F14=\"Standard\",$I14=11),Reference!$B$103,(IF(AND($F14=\"Medium\",$I14=11),Reference!$B$104,(IF(AND($F14=\"High\",$I14=11),Reference!$B$105,(IF(AND($F14=\"Standard\",$I14=12),Reference!$B$103,(IF(AND($F14=\"Medium\",$I14=12),Reference!$B$104,(IF(AND($F14=\"High\",$I14=12),Reference!$B$105,(IF(AND($F14=\"Standard\",$I14=13),Reference!$B$106,(IF(AND($F14=\"Medium\",$I14=13),Reference!$B$107,(IF(AND($F14=\"High\",$I14=13),Reference!$B$108,(IF(AND($F14=\"Standard\",$I14=16),Reference!$B$109,(IF(AND($F14=\"Medium\",$I14=16),Reference!$B$110,(IF(AND($F14=\"High\",$I14=16),Reference!$B$111,(IF(AND($F14=\"Standard\",$I14=17),Reference!$B$109,(IF(AND($F14=\"Medium\",$I14=17),Reference!$B$110,(IF(AND($F14=\"High\",$I14=17),Reference!$B$111,(IF(AND($F14=\"Standard\",$I14=18),Reference!$B$112,(IF(AND($F14=\"Medium\",$I14=18),Reference!$B$113,(IF(AND($F14=\"High\",$I14=18),Reference!$B$114,(IF(AND($F14=\"Standard\",$I14=21),Reference!$B$115,(IF(AND($F14=\"Medium\",$I14=21),Reference!$B$116,(IF(AND($F14=\"High\",$I14=21),Reference!$B$117,(IF(AND($F14=\"Standard\",$I14=23),Reference!$B$118,(IF(AND($F14=\"Medium\",$I14=23),Reference!$B$119,(IF(AND($F14=\"High\",$I14=23),Reference!$B$120,0))))))))))))))))))))))))))))))))))))))))))))))))))))))))))))))))))))))))))))))))))))),0)))","v":0},{"$f":"IF($D$3=\"UL\",(IF($G14>0,((IF(AND($F14=\"Standard\",$I14=2),Reference!$C$121,(IF(AND($F14=\"Medium\",$I14=2),Reference!$C$122,(IF(AND($F14=\"High\",$I14=2),Reference!$C$123,(IF(AND($F14=\"Standard\",$I14=3),Reference!$C$121,(IF(AND($F14=\"Medium\",$I14=3),Reference!$C$122,(IF(AND($F14=\"High\",$I14=3),Reference!$C$123,(IF(AND($F14=\"Standard\",$I14=4),Reference!$C$124,(IF(AND($F14=\"Medium\",$I14=4),Reference!$C$125,(IF(AND($F14=\"High\",$I14=4),Reference!$C$126,(IF(AND($F14=\"Standard\",$I14=7),Reference!$C$127,(IF(AND($F14=\"Medium\",$I14=7),Reference!$C$128,(IF(AND($F14=\"High\",$I14=7),Reference!$C$129,(IF(AND($F14=\"Standard\",$I14=8),Reference!$C$97,(IF(AND($F14=\"Medium\",$I14=8),Reference!$C$98,(IF(AND($F14=\"High\",$I14=8),Reference!$C$99,(IF(AND($F14=\"Standard\",$I14=9),Reference!$C$130,(IF(AND($F14=\"Medium\",$I14=9),Reference!$C$131,(IF(AND($F14=\"High\",$I14=9),Reference!$C$132,(IF(AND($F14=\"Standard\",$I14=11),Reference!$C$133,(IF(AND($F14=\"Medium\",$I14=11),Reference!$C$134,(IF(AND($F14=\"High\",$I14=11),Reference!$C$135,(IF(AND($F14=\"Standard\",$I14=12),Reference!$C$133,(IF(AND($F14=\"Medium\",$I14=12),Reference!$C$134,(IF(AND($F14=\"High\",$I14=12),Reference!$C$135,(IF(AND($F14=\"Standard\",$I14=13),Reference!$C$136,(IF(AND($F14=\"Medium\",$I14=13),Reference!$C$137,(IF(AND($F14=\"High\",$I14=13),Reference!$C$138,(IF(AND($F14=\"Standard\",$I14=16),Reference!$C$139,(IF(AND($F14=\"Medium\",$I14=16),Reference!$C$140,(IF(AND($F14=\"High\",$I14=16),Reference!$C$141,(IF(AND($F14=\"Standard\",$I14=17),Reference!$C$139,(IF(AND($F14=\"Medium\",$I14=17),Reference!$C$140,(IF(AND($F14=\"High\",$I14=17),Reference!$C$141,(IF(AND($F14=\"Standard\",$I14=18),Reference!$C$142,(IF(AND($F14=\"Medium\",$I14=18),Reference!$C$143,(IF(AND($F14=\"High\",$I14=18),Reference!$C$144,(IF(AND($F14=\"Standard\",$I14=21),Reference!$C$145,(IF(AND($F14=\"Medium\",$I14=21),Reference!$C$146,(IF(AND($F14=\"High\",$I14=21),Reference!$C$147,(IF(AND($F14=\"Standard\",$I14=23),Reference!$C$148,(IF(AND($F14=\"Medium\",$I14=23),Reference!$C$149,(IF(AND($F14=\"High\",$I14=23),Reference!$C$150,0))))))))))))))))))))))))))))))))))))))))))))))))))))))))))))))))))))))))))))))))))))),0)),(IF($G14>0,((IF(AND($F14=\"Standard\",$I14=2),Reference!$C$91,(IF(AND($F14=\"Medium\",$I14=2),Reference!$C$92,(IF(AND($F14=\"High\",$I14=2),Reference!$C$93,(IF(AND($F14=\"Standard\",$I14=3),Reference!$C$91,(IF(AND($F14=\"Medium\",$I14=3),Reference!$C$92,(IF(AND($F14=\"High\",$I14=3),Reference!$C$93,(IF(AND($F14=\"Standard\",$I14=4),Reference!$C$94,(IF(AND($F14=\"Medium\",$I14=4),Reference!$C$95,(IF(AND($F14=\"High\",$I14=4),Reference!$C$96,(IF(AND($F14=\"Standard\",$I14=7),Reference!$C$97,(IF(AND($F14=\"Medium\",$I14=7),Reference!$C$98,(IF(AND($F14=\"High\",$I14=7),Reference!$C$99,(IF(AND($F14=\"Standard\",$I14=8),Reference!$C$97,(IF(AND($F14=\"Medium\",$I14=8),Reference!$C$98,(IF(AND($F14=\"High\",$I14=8),Reference!$C$99,(IF(AND($F14=\"Standard\",$I14=9),Reference!$C$100,(IF(AND($F14=\"Medium\",$I14=9),Reference!$C$101,(IF(AND($F14=\"High\",$I14=9),Reference!$C$102,(IF(AND($F14=\"Standard\",$I14=11),Reference!$C$103,(IF(AND($F14=\"Medium\",$I14=11),Reference!$C$104,(IF(AND($F14=\"High\",$I14=11),Reference!$C$105,(IF(AND($F14=\"Standard\",$I14=12),Reference!$C$103,(IF(AND($F14=\"Medium\",$I14=12),Reference!$C$104,(IF(AND($F14=\"High\",$I14=12),Reference!$C$105,(IF(AND($F14=\"Standard\",$I14=13),Reference!$C$106,(IF(AND($F14=\"Medium\",$I14=13),Reference!$C$107,(IF(AND($F14=\"High\",$I14=13),Reference!$C$108,(IF(AND($F14=\"Standard\",$I14=16),Reference!$C$109,(IF(AND($F14=\"Medium\",$I14=16),Reference!$C$110,(IF(AND($F14=\"High\",$I14=16),Reference!$C$111,(IF(AND($F14=\"Standard\",$I14=17),Reference!$C$109,(IF(AND($F14=\"Medium\",$I14=17),Reference!$C$110,(IF(AND($F14=\"High\",$I14=17),Reference!$C$111,(IF(AND($F14=\"Standard\",$I14=18),Reference!$C$112,(IF(AND($F14=\"Medium\",$I14=18),Reference!$C$113,(IF(AND($F14=\"High\",$I14=18),Reference!$C$114,(IF(AND($F14=\"Standard\",$I14=21),Reference!$C$115,(IF(AND($F14=\"Medium\",$I14=21),Reference!$C$116,(IF(AND($F14=\"High\",$I14=21),Reference!$C$117,(IF(AND($F14=\"Standard\",$I14=23),Reference!$C$118,(IF(AND($F14=\"Medium\",$I14=23),Reference!$C$119,(IF(AND($F14=\"High\",$I14=23),Reference!$C$120,0))))))))))))))))))))))))))))))))))))))))))))))))))))))))))))))))))))))))))))))))))))),0)))","v":0},{"$f":"IF($D$3=\"UL\",(IF($G14>0,((IF(AND($F14=\"Standard\",$I14=2),Reference!$D$121,(IF(AND($F14=\"Medium\",$I14=2),Reference!$D$122,(IF(AND($F14=\"High\",$I14=2),Reference!$D$123,(IF(AND($F14=\"Standard\",$I14=3),Reference!$D$121,(IF(AND($F14=\"Medium\",$I14=3),Reference!$D$122,(IF(AND($F14=\"High\",$I14=3),Reference!$D$123,(IF(AND($F14=\"Standard\",$I14=4),Reference!$D$124,(IF(AND($F14=\"Medium\",$I14=4),Reference!$D$125,(IF(AND($F14=\"High\",$I14=4),Reference!$D$126,(IF(AND($F14=\"Standard\",$I14=7),Reference!$D$127,(IF(AND($F14=\"Medium\",$I14=7),Reference!$D$128,(IF(AND($F14=\"High\",$I14=7),Reference!$D$129,(IF(AND($F14=\"Standard\",$I14=8),Reference!$D$97,(IF(AND($F14=\"Medium\",$I14=8),Reference!$D$98,(IF(AND($F14=\"High\",$I14=8),Reference!$D$99,(IF(AND($F14=\"Standard\",$I14=9),Reference!$D$130,(IF(AND($F14=\"Medium\",$I14=9),Reference!$D$131,(IF(AND($F14=\"High\",$I14=9),Reference!$D$132,(IF(AND($F14=\"Standard\",$I14=11),Reference!$D$133,(IF(AND($F14=\"Medium\",$I14=11),Reference!$D$134,(IF(AND($F14=\"High\",$I14=11),Reference!$D$135,(IF(AND($F14=\"Standard\",$I14=12),Reference!$D$133,(IF(AND($F14=\"Medium\",$I14=12),Reference!$D$134,(IF(AND($F14=\"High\",$I14=12),Reference!$D$135,(IF(AND($F14=\"Standard\",$I14=13),Reference!$D$136,(IF(AND($F14=\"Medium\",$I14=13),Reference!$D$137,(IF(AND($F14=\"High\",$I14=13),Reference!$D$138,(IF(AND($F14=\"Standard\",$I14=16),Reference!$D$139,(IF(AND($F14=\"Medium\",$I14=16),Reference!$D$140,(IF(AND($F14=\"High\",$I14=16),Reference!$D$141,(IF(AND($F14=\"Standard\",$I14=17),Reference!$D$139,(IF(AND($F14=\"Medium\",$I14=17),Reference!$D$140,(IF(AND($F14=\"High\",$I14=17),Reference!$D$141,(IF(AND($F14=\"Standard\",$I14=18),Reference!$D$142,(IF(AND($F14=\"Medium\",$I14=18),Reference!$D$143,(IF(AND($F14=\"High\",$I14=18),Reference!$D$144,(IF(AND($F14=\"Standard\",$I14=21),Reference!$D$145,(IF(AND($F14=\"Medium\",$I14=21),Reference!$D$146,(IF(AND($F14=\"High\",$I14=21),Reference!$D$147,(IF(AND($F14=\"Standard\",$I14=23),Reference!$D$148,(IF(AND($F14=\"Medium\",$I14=23),Reference!$D$149,(IF(AND($F14=\"High\",$I14=23),Reference!$D$150,0))))))))))))))))))))))))))))))))))))))))))))))))))))))))))))))))))))))))))))))))))))),0)),(IF($G14>0,((IF(AND($F14=\"Standard\",$I14=2),Reference!$D$91,(IF(AND($F14=\"Medium\",$I14=2),Reference!$D$92,(IF(AND($F14=\"High\",$I14=2),Reference!$D$93,(IF(AND($F14=\"Standard\",$I14=3),Reference!$D$91,(IF(AND($F14=\"Medium\",$I14=3),Reference!$D$92,(IF(AND($F14=\"High\",$I14=3),Reference!$D$93,(IF(AND($F14=\"Standard\",$I14=4),Reference!$D$94,(IF(AND($F14=\"Medium\",$I14=4),Reference!$D$95,(IF(AND($F14=\"High\",$I14=4),Reference!$D$96,(IF(AND($F14=\"Standard\",$I14=7),Reference!$D$97,(IF(AND($F14=\"Medium\",$I14=7),Reference!$D$98,(IF(AND($F14=\"High\",$I14=7),Reference!$D$99,(IF(AND($F14=\"Standard\",$I14=8),Reference!$D$97,(IF(AND($F14=\"Medium\",$I14=8),Reference!$D$98,(IF(AND($F14=\"High\",$I14=8),Reference!$D$99,(IF(AND($F14=\"Standard\",$I14=9),Reference!$D$100,(IF(AND($F14=\"Medium\",$I14=9),Reference!$D$101,(IF(AND($F14=\"High\",$I14=9),Reference!$D$102,(IF(AND($F14=\"Standard\",$I14=11),Reference!$D$103,(IF(AND($F14=\"Medium\",$I14=11),Reference!$D$104,(IF(AND($F14=\"High\",$I14=11),Reference!$D$105,(IF(AND($F14=\"Standard\",$I14=12),Reference!$D$103,(IF(AND($F14=\"Medium\",$I14=12),Reference!$D$104,(IF(AND($F14=\"High\",$I14=12),Reference!$D$105,(IF(AND($F14=\"Standard\",$I14=13),Reference!$D$106,(IF(AND($F14=\"Medium\",$I14=13),Reference!$D$107,(IF(AND($F14=\"High\",$I14=13),Reference!$D$108,(IF(AND($F14=\"Standard\",$I14=16),Reference!$D$109,(IF(AND($F14=\"Medium\",$I14=16),Reference!$D$110,(IF(AND($F14=\"High\",$I14=16),Reference!$D$111,(IF(AND($F14=\"Standard\",$I14=17),Reference!$D$109,(IF(AND($F14=\"Medium\",$I14=17),Reference!$D$110,(IF(AND($F14=\"High\",$I14=17),Reference!$D$111,(IF(AND($F14=\"Standard\",$I14=18),Reference!$D$112,(IF(AND($F14=\"Medium\",$I14=18),Reference!$D$113,(IF(AND($F14=\"High\",$I14=18),Reference!$D$114,(IF(AND($F14=\"Standard\",$I14=21),Reference!$D$115,(IF(AND($F14=\"Medium\",$I14=21),Reference!$D$116,(IF(AND($F14=\"High\",$I14=21),Reference!$D$117,(IF(AND($F14=\"Standard\",$I14=23),Reference!$D$118,(IF(AND($F14=\"Medium\",$I14=23),Reference!$D$119,(IF(AND($F14=\"High\",$I14=23),Reference!$D$120,0))))))))))))))))))))))))))))))))))))))))))))))))))))))))))))))))))))))))))))))))))))),0)))","v":0},0,0,0,null,"No",0,0,0,0,{"$f":"IF($AN14=\"Yes\",IF($AO14=1,Reference!#REF!,IF($AO14=2,Reference!#REF!,IF($AO14=3,Reference!#REF!,0))),(IF($AP14=1,IF($AR14=2,Reference!$C$194,IF($AR14=3,Reference!$C$196,IF($AR14=4,Reference!$C$198,0))),IF($AP14=2,IF($AR14=3,Reference!$C$195,IF($AR14=4,Reference!$C$197,IF($AR14=5,Reference!$C$199,0))),0))))","v":0},{"$f":"IF(AN14=\"Yes\",IF($AO14=1,Reference!#REF!,IF($AO14=2,Reference!#REF!,IF($AO14=3,Reference!#REF!,0))),(IF($AP14=1,IF($AR14=2,Reference!$E$194,IF($AR14=3,Reference!$E$196,IF($AR14=4,Reference!$E$198,0))),IF($AP14=2,IF($AR14=3,Reference!$E$195,IF($AR14=4,Reference!$E$197,IF($AR14=5,Reference!$E$199,0))),0))))","v":0},{"$f":"IF($AN14=\"Yes\",IF($AO14=1,Reference!#REF!,IF($AO14=2,Reference!#REF!,IF($AO14=3,Reference!#REF!,0))),(IF($AP14=1,IF($AR14=2,Reference!$D$194,IF($AR14=3,Reference!$D$196,IF($AR14=4,Reference!$D$198,0))),IF($AP14=2,IF($AR14=3,Reference!$D$195,IF($AR14=4,Reference!$D$197,IF($AR14=5,Reference!$D$199,0))),0))))","v":0},0,null,0,0,null,{"$f":"IF($AX14=\"Yes\",(IF($AZ14=\"NU2\",Reference!$B$221,IF($AZ14=\"NU2D\",Reference!$B$222,IF($AZ14=\"NU5N\",Reference!$B$223,IF($AZ14=\"NU5DN\",Reference!$B$224,IF($AZ14=\"NU5DOData\",Reference!$B$225,IF($AZ14=\"NU5DOFD\",Reference!$B$227,\"\"))))))),0)","v":0},{"$f":"IF($AX14=\"Yes\",(IF($AZ14=\"NU2\",Reference!$D$221,IF($AZ14=\"NU2D\",Reference!$D$222,IF($AZ14=\"NU5N\",Reference!$D$223,IF($AZ14=\"NU5DN\",Reference!$D$224,IF($AZ14=\"NU5DOData\",Reference!$D$225,IF($AZ14=\"NU5DOFD\",Reference!$D$227,0))))))),0)","v":0},{"$f":"IF($AX14=\"Yes\",(IF($AZ14=\"NU2\",Reference!$E$221,IF($AZ14=\"NU2D\",Reference!$E$222,IF($AZ14=\"NU5N\",Reference!$E$223,IF($AZ14=\"NU5DN\",Reference!$E$224,IF($AZ14=\"NU5DOData\",Reference!$E$225,IF($AZ14=\"NU5DOFD\",Reference!$E$227,IF($AZ14=\"NU5DF\",Reference!$E$226,0)))))))),0)","v":0},"AD-10-1966-Fine",null,null,0,{"$f":"IF($BE14=\"AD-10-1960\",Reference!$G$232,IF($BE14=\"AD-10-1963\",Reference!$G$233,IF($BE14=\"AD-10-1966\",Reference!$G$237,IF($BE14=\"AD-10-1975\",Reference!$G$237,IF($BE14=\"AD-10-1980\",Reference!$G$238,IF($BE14=\"AD-10-2000\",Reference!$G$235,IF($BE14=\"AD-10-2010\",Reference!$G$236,\"\")))))))","v":""},{"$f":"IF($BE14=\"AD-10-1960\",Reference!$F$232,IF($BE14=\"AD-10-1963\",Reference!$F$233,IF($BE14=\"AD-10-1966\",Reference!$F$237,IF($BE14=\"AD-10-1975\",Reference!$F$237,IF($BE14=\"AD-10-1980\",Reference!$F$238,IF($BE14=\"AD-10-2000\",Reference!$F$235,IF($BE14=\"AD-10-2010\",Reference!$F$236,\"\")))))))","v":""},{"$f":"IF($BE14=\"AD-10-1960\",Reference!$E$232,IF($BE14=\"AD-10-1963\",Reference!$E$233,IF($BE14=\"AD-10-1966\",Reference!$E$237,IF($BE14=\"AD-10-1975\",Reference!$E$237,IF($BE14=\"AD-10-1980\",Reference!$E$238,IF($BE14=\"AD-10-2000\",Reference!$E$235,IF($BE14=\"AD-10-2010\",Reference!$E$236,\"\")))))))","v":""},null,0,{"$f":"(IF($D14>0,(IF($BL14=\"AD-05-5400\",'Battery Consumption'!$D$5,IF($BL14=\"AD-05-5410\",'Battery Consumption'!$D$6,IF($BL14=\"AD-05-5405\",'Battery Consumption'!$D$7,IF($BL14=\"AD-05-5415\",'Battery Consumption'!$D$8,IF($BL14=\"AD-05-5425\",'Battery Consumption'!$D$9,IF($BL14=\"AD-05-5420\",'Battery Consumption'!$D$10,IF($BL14=\"AD-05-5430\",'Battery Consumption'!$D$11,IF($BL14=\"AD-05-5440\",'Battery Consumption'!$D$12,IF($BL14=\"AD-05-5435\",'Battery Consumption'!$D$13,IF($BL14=\"AD-05-5445\",'Battery Consumption'!$D$14,IF($BL14=\"AD-05-5455\",'Battery Consumption'!$D$15,IF($BL14=\"AD-05-5450\",'Battery Consumption'!$D$16,IF($BL14=\"AD-05-5460\",'Battery Consumption'!$D$17,IF($BL14=\"AD-05-5465\",'Battery Consumption'!$D$18,IF($BL14=\"AD-05-5470\",'Battery Consumption'!$D$19,IF($BL14=\"AD-05-5401\",'Battery Consumption'!$D$20,IF($BL14=\"AD-05-5413\",'Battery Consumption'!$D$21,IF($BL14=\"AD-05-5406\",'Battery Consumption'!$D$22,IF($BL14=\"AD-05-5416\",'Battery Consumption'!$D$23,IF($BL14=\"AD-05-5426\",'Battery Consumption'!$D$24,IF($BL14=\"AD-05-5421\",'Battery Consumption'!$D$25,IF($BL14=\"AD-05-5432\",'Battery Consumption'!$D$26,IF($BL14=\"AD-05-5441\",'Battery Consumption'!$D$27,IF($BL14=\"AD-05-5437\",'Battery Consumption'!$D$28,IF($BL14=\"AD-05-5446\",'Battery Consumption'!$D$29,IF($BL14=\"AD-05-5456\",'Battery Consumption'!$D$30,IF($BL14=\"AD-05-5451\",'Battery Consumption'!$D$31,IF($BL14=\"AD-05-5461\",'Battery Consumption'!$D$32,IF($BL14=\"AD-05-5471\",'Battery Consumption'!$D$33,IF($BL14=\"AD-05-5466\",'Battery Consumption'!$D$34,0))))))))))))))))))))))))))))))),0))","v":0},0,{"$f":"(IF($D14>0,(IF($BL14=\"AD-05-5400\",'Battery Consumption'!$E$5,IF($BL14=\"AD-05-5410\",'Battery Consumption'!$E$6,IF($BL14=\"AD-05-5405\",'Battery Consumption'!$E$7,IF($BL14=\"AD-05-5415\",'Battery Consumption'!$E$8,IF($BL14=\"AD-05-5425\",'Battery Consumption'!$E$9,IF($BL14=\"AD-05-5420\",'Battery Consumption'!$E$10,IF($BL14=\"AD-05-5430\",'Battery Consumption'!$E$11,IF($BL14=\"AD-05-5440\",'Battery Consumption'!$E$12,IF($BL14=\"AD-05-5435\",'Battery Consumption'!$E$13,IF($BL14=\"AD-05-5445\",'Battery Consumption'!$E$14,IF($BL14=\"AD-05-5455\",'Battery Consumption'!$E$15,IF($BL14=\"AD-05-5450\",'Battery Consumption'!$E$16,IF($BL14=\"AD-05-5460\",'Battery Consumption'!$E$17,IF($BL14=\"AD-05-5465\",'Battery Consumption'!$E$18,IF($BL14=\"AD-05-5470\",'Battery Consumption'!$E$19,IF($BL14=\"AD-05-5401\",'Battery Consumption'!$E$20,IF($BL14=\"AD-05-5413\",'Battery Consumption'!$E$21,IF($BL14=\"AD-05-5406\",'Battery Consumption'!$E$22,IF($BL14=\"AD-05-5416\",'Battery Consumption'!$E$23,IF($BL14=\"AD-05-5426\",'Battery Consumption'!$E$24,IF($BL14=\"AD-05-5421\",'Battery Consumption'!$E$25,IF($BL14=\"AD-05-5432\",'Battery Consumption'!$E$26,IF($BL14=\"AD-05-5441\",'Battery Consumption'!$E$27,IF($BL14=\"AD-05-5437\",'Battery Consumption'!$E$28,IF($BL14=\"AD-05-5446\",'Battery Consumption'!$E$29,IF($BL14=\"AD-05-5456\",'Battery Consumption'!$E$30,IF($BL14=\"AD-05-5451\",'Battery Consumption'!$E$31,IF($BL14=\"AD-05-5461\",'Battery Consumption'!$E$32,IF($BL14=\"AD-05-5471\",'Battery Consumption'!$E$33,IF($BL14=\"AD-05-5466\",'Battery Consumption'!$E$34,0))))))))))))))))))))))))))))))),0))","v":0},0,0,{"$f":"IF($D14>0,(IF($BQ14<12,Reference!$J$259,IF($BQ14<24,Reference!$J$260,IF($BQ14<65,Reference!$J$260,\"Get your own\")))),0)","v":0},{"$f":"IF($D14>0,(IF($BQ14<12,Reference!$F$259,IF($BQ14<24,Reference!$F$260,IF($BQ14<65,Reference!$F$260,\"Get your own\")))),0)","v":0},{"$f":"IF($D14>0,(IF($BQ14<12,Reference!$H$259,IF($BQ14<24,Reference!$H$260,IF($BQ14<65,Reference!$H$260,\"Get your own\")))),0)","v":0},null,0,null,null,"AD-05-5440","FM-Net-ProSens UL Silent-TP4",0,"FM"]
[9,null,null,null,null,null,0,0,0,0,0,0,0,0,0,null,{"$f":"IF($D$3=\"UL\",(IF(AND($G15=1,$H15=1),Reference!$C$53,IF(AND($G15=2,$H15=1),Reference!$C$54,IF(AND($G15=3,$H15=1),Reference!$C$55,IF(AND($G15=1,$H15=2),Reference!$C$56,IF(AND($G15=2,$H15=2),Reference!$C$57,IF(AND($G15=3,$H15=2),Reference!$C$58,IF(AND($G15=1,$H15=3),Reference!$C$59,IF(AND($G15=2,$H15=3),Reference!$C$60,IF(AND($G15=3,$H15=3),Reference!$C$61,IF(AND($G15=1,$H15=4),Reference!$C$62,IF(AND($G15=2,$H15=4),Reference!$C$63,IF(AND($G15=3,$H15=4),Reference!$C$64,IF(AND($G15=1,$H15=5),Reference!$C$65,IF(AND($G15=2,$H15=5),Reference!$C$66,IF(AND($G15=3,$H15=5),Reference!$C$67,0)))))))))))))))),(IF(AND($G15=1,$H15=1),Reference!$C$38,IF(AND($G15=2,$H15=1),Reference!$C$39,IF(AND($G15=3,$H15=1),Reference!$C$40,IF(AND($G15=1,$H15=2),Reference!$C$41,IF(AND($G15=2,$H15=2),Reference!$C$42,IF(AND($G15=3,$H15=2),Reference!$C$43,IF(AND($G15=1,$H15=3),Reference!$C$44,IF(AND($G15=2,$H15=3),Reference!$C$45,IF(AND($G15=3,$H15=3),Reference!$C$46,IF(AND($G15=1,$H15=4),Reference!$C$47,IF(AND($G15=2,$H15=4),Reference!$C$48,IF(AND($G15=3,$H15=4),Reference!$C$49,IF(AND($G15=1,$H15=5),Reference!$C$50,IF(AND($G15=2,$H15=5),Reference!$C$51,IF(AND($G15=3,$H15=5),Reference!$C$52,0)))))))))))))))))","v":0},{"$f":"IF($D$3=\"UL\",(IF(AND($G15=1,$H15=1),Reference!$B$53,IF(AND($G15=2,$H15=1),Reference!$B$54,IF(AND($G15=3,$H15=1),Reference!$B$55,IF(AND($G15=1,$H15=2),Reference!$B$56,IF(AND($G15=2,$H15=2),Reference!$B$57,IF(AND($G15=3,$H15=2),Reference!$B$58,IF(AND($G15=1,$H15=3),Reference!$B$59,IF(AND($G15=2,$H15=3),Reference!$B$60,IF(AND($G15=3,$H15=3),Reference!$B$61,IF(AND($G15=1,$H15=4),Reference!$B$62,IF(AND($G15=2,$H15=4),Reference!$B$63,IF(AND($G15=3,$H15=4),Reference!$B$64,IF(AND($G15=1,$H15=5),Reference!$B$65,IF(AND($G15=2,$H15=5),Reference!$B$66,IF(AND($G15=3,$H15=5),Reference!$B$67,0)))))))))))))))),(IF(AND($G15=1,$H15=1),Reference!$B$38,IF(AND($G15=2,$H15=1),Reference!$B$39,IF(AND($G15=3,$H15=1),Reference!$B$40,IF(AND($G15=1,$H15=2),Reference!$B$41,IF(AND($G15=2,$H15=2),Reference!$B$42,IF(AND($G15=3,$H15=2),Reference!$B$43,IF(AND($G15=1,$H15=3),Reference!$B$44,IF(AND($G15=2,$H15=3),Reference!$B$45,IF(AND($G15=3,$H15=3),Reference!$B$46,IF(AND($G15=1,$H15=4),Reference!$B$47,IF(AND($G15=2,$H15=4),Reference!$B$48,IF(AND($G15=3,$H15=4),Reference!$B$49,IF(AND($G15=1,$H15=5),Reference!$B$50,IF(AND($G15=2,$H15=5),Reference!$B$51,IF(AND($G15=3,$H15=5),Reference!$B$52,0)))))))))))))))))","v":0},0,0,null,0,0,null,null,null,null,null,0,0,null,null,{"$f":"IF($D$3=\"UL\",(IF($G15>0,((IF(AND($F15=\"Standard\",$I15=2),Reference!$B$121,(IF(AND($F15=\"Medium\",$I15=2),Reference!$B$122,(IF(AND($F15=\"High\",$I15=2),Reference!$B$123,(IF(AND($F15=\"Standard\",$I15=3),Reference!$B$121,(IF(AND($F15=\"Medium\",$I15=3),Reference!$B$122,(IF(AND($F15=\"High\",$I15=3),Reference!$B$123,(IF(AND($F15=\"Standard\",$I15=4),Reference!$B$124,(IF(AND($F15=\"Medium\",$I15=4),Reference!$B$125,(IF(AND($F15=\"High\",$I15=4),Reference!$B$126,(IF(AND($F15=\"Standard\",$I15=7),Reference!$B$127,(IF(AND($F15=\"Medium\",$I15=7),Reference!$B$128,(IF(AND($F15=\"High\",$I15=7),Reference!$B$129,(IF(AND($F15=\"Standard\",$I15=8),Reference!$B$97,(IF(AND($F15=\"Medium\",$I15=8),Reference!$B$98,(IF(AND($F15=\"High\",$I15=8),Reference!$B$99,(IF(AND($F15=\"Standard\",$I15=9),Reference!$B$130,(IF(AND($F15=\"Medium\",$I15=9),Reference!$B$131,(IF(AND($F15=\"High\",$I15=9),Reference!$B$132,(IF(AND($F15=\"Standard\",$I15=11),Reference!$B$133,(IF(AND($F15=\"Medium\",$I15=11),Reference!$B$134,(IF(AND($F15=\"High\",$I15=11),Reference!$B$135,(IF(AND($F15=\"Standard\",$I15=12),Reference!$B$133,(IF(AND($F15=\"Medium\",$I15=12),Reference!$B$134,(IF(AND($F15=\"High\",$I15=12),Reference!$B$135,(IF(AND($F15=\"Standard\",$I15=13),Reference!$B$136,(IF(AND($F15=\"Medium\",$I15=13),Reference!$B$137,(IF(AND($F15=\"High\",$I15=13),Reference!$B$138,(IF(AND($F15=\"Standard\",$I15=16),Reference!$B$139,(IF(AND($F15=\"Medium\",$I15=16),Reference!$B$140,(IF(AND($F15=\"High\",$I15=16),Reference!$B$141,(IF(AND($F15=\"Standard\",$I15=17),Reference!$B$139,(IF(AND($F15=\"Medium\",$I15=17),Reference!$B$140,(IF(AND($F15=\"High\",$I15=17),Reference!$B$141,(IF(AND($F15=\"Standard\",$I15=18),Reference!$B$142,(IF(AND($F15=\"Medium\",$I15=18),Reference!$B$143,(IF(AND($F15=\"High\",$I15=18),Reference!$B$144,(IF(AND($F15=\"Standard\",$I15=21),Reference!$B$145,(IF(AND($F15=\"Medium\",$I15=21),Reference!$B$146,(IF(AND($F15=\"High\",$I15=21),Reference!$B$147,(IF(AND($F15=\"Standard\",$I15=23),Reference!$B$148,(IF(AND($F15=\"Medium\",$I15=23),Reference!$B$149,(IF(AND($F15=\"High\",$I15=23),Reference!$B$150,0))))))))))))))))))))))))))))))))))))))))))))))))))))))))))))))))))))))))))))))))))))),0)),(IF($G15>0,((IF(AND($F15=\"Standard\",$I15=2),Reference!$B$91,(IF(AND($F15=\"Medium\",$I15=2),Reference!$B$92,(IF(AND($F15=\"High\",$I15=2),Reference!$B$93,(IF(AND($F15=\"Standard\",$I15=3),Reference!$B$91,(IF(AND($F15=\"Medium\",$I15=3),Reference!$B$92,(IF(AND($F15=\"High\",$I15=3),Reference!$B$93,(IF(AND($F15=\"Standard\",$I15=4),Reference!$B$94,(IF(AND($F15=\"Medium\",$I15=4),Reference!$B$95,(IF(AND($F15=\"High\",$I15=4),Reference!$B$96,(IF(AND($F15=\"Standard\",$I15=7),Reference!$B$97,(IF(AND($F15=\"Medium\",$I15=7),Reference!$B$98,(IF(AND($F15=\"High\",$I15=7),Reference!$B$99,(IF(AND($F15=\"Standard\",$I15=8),Reference!$B$97,(IF(AND($F15=\"Medium\",$I15=8),Reference!$B$98,(IF(AND($F15=\"High\",$I15=8),Reference!$B$99,(IF(AND($F15=\"Standard\",$I15=9),Reference!$B$100,(IF(AND($F15=\"Medium\",$I15=9),Reference!$B$101,(IF(AND($F15=\"High\",$I15=9),Reference!$B$102,(IF(AND($F15=\"Standard\",$I15=11),Reference!$B$103,(IF(AND($F15=\"Medium\",$I15=11),Reference!$B$104,(IF(AND($F15=\"High\",$I15=11),Reference!$B$105,(IF(AND($F15=\"Standard\",$I15=12),Reference!$B$103,(IF(AND($F15=\"Medium\",$I15=12),Reference!$B$104,(IF(AND($F15=\"High\",$I15=12),Reference!$B$105,(IF(AND($F15=\"Standard\",$I15=13),Reference!$B$106,(IF(AND($F15=\"Medium\",$I15=13),Reference!$B$107,(IF(AND($F15=\"High\",$I15=13),Reference!$B$108,(IF(AND($F15=\"Standard\",$I15=16),Reference!$B$109,(IF(AND($F15=\"Medium\",$I15=16),Reference!$B$110,(IF(AND($F15=\"High\",$I15=16),Reference!$B$111,(IF(AND($F15=\"Standard\",$I15=17),Reference!$B$109,(IF(AND($F15=\"Medium\",$I15=17),Reference!$B$110,(IF(AND($F15=\"High\",$I15=17),Reference!$B$111,(IF(AND($F15=\"Standard\",$I15=18),Reference!$B$112,(IF(AND($F15=\"Medium\",$I15=18),Reference!$B$113,(IF(AND($F15=\"High\",$I15=18),Reference!$B$114,(IF(AND($F15=\"Standard\",$I15=21),Reference!$B$115,(IF(AND($F15=\"Medium\",$I15=21),Reference!$B$116,(IF(AND($F15=\"High\",$I15=21),Reference!$B$117,(IF(AND($F15=\"Standard\",$I15=23),Reference!$B$118,(IF(AND($F15=\"Medium\",$I15=23),Reference!$B$119,(IF(AND($F15=\"High\",$I15=23),Reference!$B$120,0))))))))))))))))))))))))))))))))))))))))))))))))))))))))))))))))))))))))))))))))))))),0)))","v":0},{"$f":"IF($D$3=\"UL\",(IF($G15>0,((IF(AND($F15=\"Standard\",$I15=2),Reference!$C$121,(IF(AND($F15=\"Medium\",$I15=2),Reference!$C$122,(IF(AND($F15=\"High\",$I15=2),Reference!$C$123,(IF(AND($F15=\"Standard\",$I15=3),Reference!$C$121,(IF(AND($F15=\"Medium\",$I15=3),Reference!$C$122,(IF(AND($F15=\"High\",$I15=3),Reference!$C$123,(IF(AND($F15=\"Standard\",$I15=4),Reference!$C$124,(IF(AND($F15=\"Medium\",$I15=4),Reference!$C$125,(IF(AND($F15=\"High\",$I15=4),Reference!$C$126,(IF(AND($F15=\"Standard\",$I15=7),Reference!$C$127,(IF(AND($F15=\"Medium\",$I15=7),Reference!$C$128,(IF(AND($F15=\"High\",$I15=7),Reference!$C$129,(IF(AND($F15=\"Standard\",$I15=8),Reference!$C$97,(IF(AND($F15=\"Medium\",$I15=8),Reference!$C$98,(IF(AND($F15=\"High\",$I15=8),Reference!$C$99,(IF(AND($F15=\"Standard\",$I15=9),Reference!$C$130,(IF(AND($F15=\"Medium\",$I15=9),Reference!$C$131,(IF(AND($F15=\"High\",$I15=9),Reference!$C$132,(IF(AND($F15=\"Standard\",$I15=11),Reference!$C$133,(IF(AND($F15=\"Medium\",$I15=11),Reference!$C$134,(IF(AND($F15=\"High\",$I15=11),Reference!$C$135,(IF(AND($F15=\"Standard\",$I15=12),Reference!$C$133,(IF(AND($F15=\"Medium\",$I15=12),Reference!$C$134,(IF(AND($F15=\"High\",$I15=12),Reference!$C$135,(IF(AND($F15=\"Standard\",$I15=13),Reference!$C$136,(IF(AND($F15=\"Medium\",$I15=13),Reference!$C$137,(IF(AND($F15=\"High\",$I15=13),Reference!$C$138,(IF(AND($F15=\"Standard\",$I15=16),Reference!$C$139,(IF(AND($F15=\"Medium\",$I15=16),Reference!$C$140,(IF(AND($F15=\"High\",$I15=16),Reference!$C$141,(IF(AND($F15=\"Standard\",$I15=17),Reference!$C$139,(IF(AND($F15=\"Medium\",$I15=17),Reference!$C$140,(IF(AND($F15=\"High\",$I15=17),Reference!$C$141,(IF(AND($F15=\"Standard\",$I15=18),Reference!$C$142,(IF(AND($F15=\"Medium\",$I15=18),Reference!$C$143,(IF(AND($F15=\"High\",$I15=18),Reference!$C$144,(IF(AND($F15=\"Standard\",$I15=21),Reference!$C$145,(IF(AND($F15=\"Medium\",$I15=21),Reference!$C$146,(IF(AND($F15=\"High\",$I15=21),Reference!$C$147,(IF(AND($F15=\"Standard\",$I15=23),Reference!$C$148,(IF(AND($F15=\"Medium\",$I15=23),Reference!$C$149,(IF(AND($F15=\"High\",$I15=23),Reference!$C$150,0))))))))))))))))))))))))))))))))))))))))))))))))))))))))))))))))))))))))))))))))))))),0)),(IF($G15>0,((IF(AND($F15=\"Standard\",$I15=2),Reference!$C$91,(IF(AND($F15=\"Medium\",$I15=2),Reference!$C$92,(IF(AND($F15=\"High\",$I15=2),Reference!$C$93,(IF(AND($F15=\"Standard\",$I15=3),Reference!$C$91,(IF(AND($F15=\"Medium\",$I15=3),Reference!$C$92,(IF(AND($F15=\"High\",$I15=3),Reference!$C$93,(IF(AND($F15=\"Standard\",$I15=4),Reference!$C$94,(IF(AND($F15=\"Medium\",$I15=4),Reference!$C$95,(IF(AND($F15=\"High\",$I15=4),Reference!$C$96,(IF(AND($F15=\"Standard\",$I15=7),Reference!$C$97,(IF(AND($F15=\"Medium\",$I15=7),Reference!$C$98,(IF(AND($F15=\"High\",$I15=7),Reference!$C$99,(IF(AND($F15=\"Standard\",$I15=8),Reference!$C$97,(IF(AND($F15=\"Medium\",$I15=8),Reference!$C$98,(IF(AND($F15=\"High\",$I15=8),Reference!$C$99,(IF(AND($F15=\"Standard\",$I15=9),Reference!$C$100,(IF(AND($F15=\"Medium\",$I15=9),Reference!$C$101,(IF(AND($F15=\"High\",$I15=9),Reference!$C$102,(IF(AND($F15=\"Standard\",$I15=11),Reference!$C$103,(IF(AND($F15=\"Medium\",$I15=11),Reference!$C$104,(IF(AND($F15=\"High\",$I15=11),Reference!$C$105,(IF(AND($F15=\"Standard\",$I15=12),Reference!$C$103,(IF(AND($F15=\"Medium\",$I15=12),Reference!$C$104,(IF(AND($F15=\"High\",$I15=12),Reference!$C$105,(IF(AND($F15=\"Standard\",$I15=13),Reference!$C$106,(IF(AND($F15=\"Medium\",$I15=13),Reference!$C$107,(IF(AND($F15=\"High\",$I15=13),Reference!$C$108,(IF(AND($F15=\"Standard\",$I15=16),Reference!$C$109,(IF(AND($F15=\"Medium\",$I15=16),Reference!$C$110,(IF(AND($F15=\"High\",$I15=16),Reference!$C$111,(IF(AND($F15=\"Standard\",$I15=17),Reference!$C$109,(IF(AND($F15=\"Medium\",$I15=17),Reference!$C$110,(IF(AND($F15=\"High\",$I15=17),Reference!$C$111,(IF(AND($F15=\"Standard\",$I15=18),Reference!$C$112,(IF(AND($F15=\"Medium\",$I15=18),Reference!$C$113,(IF(AND($F15=\"High\",$I15=18),Reference!$C$114,(IF(AND($F15=\"Standard\",$I15=21),Reference!$C$115,(IF(AND($F15=\"Medium\",$I15=21),Reference!$C$116,(IF(AND($F15=\"High\",$I15=21),Reference!$C$117,(IF(AND($F15=\"Standard\",$I15=23),Reference!$C$118,(IF(AND($F15=\"Medium\",$I15=23),Reference!$C$119,(IF(AND($F15=\"High\",$I15=23),Reference!$C$120,0))))))))))))))))))))))))))))))))))))))))))))))))))))))))))))))))))))))))))))))))))))),0)))","v":0},{"$f":"IF($D$3=\"UL\",(IF($G15>0,((IF(AND($F15=\"Standard\",$I15=2),Reference!$D$121,(IF(AND($F15=\"Medium\",$I15=2),Reference!$D$122,(IF(AND($F15=\"High\",$I15=2),Reference!$D$123,(IF(AND($F15=\"Standard\",$I15=3),Reference!$D$121,(IF(AND($F15=\"Medium\",$I15=3),Reference!$D$122,(IF(AND($F15=\"High\",$I15=3),Reference!$D$123,(IF(AND($F15=\"Standard\",$I15=4),Reference!$D$124,(IF(AND($F15=\"Medium\",$I15=4),Reference!$D$125,(IF(AND($F15=\"High\",$I15=4),Reference!$D$126,(IF(AND($F15=\"Standard\",$I15=7),Reference!$D$127,(IF(AND($F15=\"Medium\",$I15=7),Reference!$D$128,(IF(AND($F15=\"High\",$I15=7),Reference!$D$129,(IF(AND($F15=\"Standard\",$I15=8),Reference!$D$97,(IF(AND($F15=\"Medium\",$I15=8),Reference!$D$98,(IF(AND($F15=\"High\",$I15=8),Reference!$D$99,(IF(AND($F15=\"Standard\",$I15=9),Reference!$D$130,(IF(AND($F15=\"Medium\",$I15=9),Reference!$D$131,(IF(AND($F15=\"High\",$I15=9),Reference!$D$132,(IF(AND($F15=\"Standard\",$I15=11),Reference!$D$133,(IF(AND($F15=\"Medium\",$I15=11),Reference!$D$134,(IF(AND($F15=\"High\",$I15=11),Reference!$D$135,(IF(AND($F15=\"Standard\",$I15=12),Reference!$D$133,(IF(AND($F15=\"Medium\",$I15=12),Reference!$D$134,(IF(AND($F15=\"High\",$I15=12),Reference!$D$135,(IF(AND($F15=\"Standard\",$I15=13),Reference!$D$136,(IF(AND($F15=\"Medium\",$I15=13),Reference!$D$137,(IF(AND($F15=\"High\",$I15=13),Reference!$D$138,(IF(AND($F15=\"Standard\",$I15=16),Reference!$D$139,(IF(AND($F15=\"Medium\",$I15=16),Reference!$D$140,(IF(AND($F15=\"High\",$I15=16),Reference!$D$141,(IF(AND($F15=\"Standard\",$I15=17),Reference!$D$139,(IF(AND($F15=\"Medium\",$I15=17),Reference!$D$140,(IF(AND($F15=\"High\",$I15=17),Reference!$D$141,(IF(AND($F15=\"Standard\",$I15=18),Reference!$D$142,(IF(AND($F15=\"Medium\",$I15=18),Reference!$D$143,(IF(AND($F15=\"High\",$I15=18),Reference!$D$144,(IF(AND($F15=\"Standard\",$I15=21),Reference!$D$145,(IF(AND($F15=\"Medium\",$I15=21),Reference!$D$146,(IF(AND($F15=\"High\",$I15=21),Reference!$D$147,(IF(AND($F15=\"Standard\",$I15=23),Reference!$D$148,(IF(AND($F15=\"Medium\",$I15=23),Reference!$D$149,(IF(AND($F15=\"High\",$I15=23),Reference!$D$150,0))))))))))))))))))))))))))))))))))))))))))))))))))))))))))))))))))))))))))))))))))))),0)),(IF($G15>0,((IF(AND($F15=\"Standard\",$I15=2),Reference!$D$91,(IF(AND($F15=\"Medium\",$I15=2),Reference!$D$92,(IF(AND($F15=\"High\",$I15=2),Reference!$D$93,(IF(AND($F15=\"Standard\",$I15=3),Reference!$D$91,(IF(AND($F15=\"Medium\",$I15=3),Reference!$D$92,(IF(AND($F15=\"High\",$I15=3),Reference!$D$93,(IF(AND($F15=\"Standard\",$I15=4),Reference!$D$94,(IF(AND($F15=\"Medium\",$I15=4),Reference!$D$95,(IF(AND($F15=\"High\",$I15=4),Reference!$D$96,(IF(AND($F15=\"Standard\",$I15=7),Reference!$D$97,(IF(AND($F15=\"Medium\",$I15=7),Reference!$D$98,(IF(AND($F15=\"High\",$I15=7),Reference!$D$99,(IF(AND($F15=\"Standard\",$I15=8),Reference!$D$97,(IF(AND($F15=\"Medium\",$I15=8),Reference!$D$98,(IF(AND($F15=\"High\",$I15=8),Reference!$D$99,(IF(AND($F15=\"Standard\",$I15=9),Reference!$D$100,(IF(AND($F15=\"Medium\",$I15=9),Reference!$D$101,(IF(AND($F15=\"High\",$I15=9),Reference!$D$102,(IF(AND($F15=\"Standard\",$I15=11),Reference!$D$103,(IF(AND($F15=\"Medium\",$I15=11),Reference!$D$104,(IF(AND($F15=\"High\",$I15=11),Reference!$D$105,(IF(AND($F15=\"Standard\",$I15=12),Reference!$D$103,(IF(AND($F15=\"Medium\",$I15=12),Reference!$D$104,(IF(AND($F15=\"High\",$I15=12),Reference!$D$105,(IF(AND($F15=\"Standard\",$I15=13),Reference!$D$106,(IF(AND($F15=\"Medium\",$I15=13),Reference!$D$107,(IF(AND($F15=\"High\",$I15=13),Reference!$D$108,(IF(AND($F15=\"Standard\",$I15=16),Reference!$D$109,(IF(AND($F15=\"Medium\",$I15=16),Reference!$D$110,(IF(AND($F15=\"High\",$I15=16),Reference!$D$111,(IF(AND($F15=\"Standard\",$I15=17),Reference!$D$109,(IF(AND($F15=\"Medium\",$I15=17),Reference!$D$110,(IF(AND($F15=\"High\",$I15=17),Reference!$D$111,(IF(AND($F15=\"Standard\",$I15=18),Reference!$D$112,(IF(AND($F15=\"Medium\",$I15=18),Reference!$D$113,(IF(AND($F15=\"High\",$I15=18),Reference!$D$114,(IF(AND($F15=\"Standard\",$I15=21),Reference!$D$115,(IF(AND($F15=\"Medium\",$I15=21),Reference!$D$116,(IF(AND($F15=\"High\",$I15=21),Reference!$D$117,(IF(AND($F15=\"Standard\",$I15=23),Reference!$D$118,(IF(AND($F15=\"Medium\",$I15=23),Reference!$D$119,(IF(AND($F15=\"High\",$I15=23),Reference!$D$120,0))))))))))))))))))))))))))))))))))))))))))))))))))))))))))))))))))))))))))))))))))))),0)))","v":0},0,0,0,null,"No",0,0,0,0,{"$f":"IF($AN15=\"Yes\",IF($AO15=1,Reference!#REF!,IF($AO15=2,Reference!#REF!,IF($AO15=3,Reference!#REF!,0))),(IF($AP15=1,IF($AR15=2,Reference!$C$194,IF($AR15=3,Reference!$C$196,IF($AR15=4,Reference!$C$198,0))),IF($AP15=2,IF($AR15=3,Reference!$C$195,IF($AR15=4,Reference!$C$197,IF($AR15=5,Reference!$C$199,0))),0))))","v":0},{"$f":"IF(AN15=\"Yes\",IF($AO15=1,Reference!#REF!,IF($AO15=2,Reference!#REF!,IF($AO15=3,Reference!#REF!,0))),(IF($AP15=1,IF($AR15=2,Reference!$E$194,IF($AR15=3,Reference!$E$196,IF($AR15=4,Reference!$E$198,0))),IF($AP15=2,IF($AR15=3,Reference!$E$195,IF($AR15=4,Reference!$E$197,IF($AR15=5,Reference!$E$199,0))),0))))","v":0},{"$f":"IF($AN15=\"Yes\",IF($AO15=1,Reference!#REF!,IF($AO15=2,Reference!#REF!,IF($AO15=3,Reference!#REF!,0))),(IF($AP15=1,IF($AR15=2,Reference!$D$194,IF($AR15=3,Reference!$D$196,IF($AR15=4,Reference!$D$198,0))),IF($AP15=2,IF($AR15=3,Reference!$D$195,IF($AR15=4,Reference!$D$197,IF($AR15=5,Reference!$D$199,0))),0))))","v":0},0,"Different option",0,0,null,{"$f":"IF($AX15=\"Yes\",(IF($AZ15=\"NU2\",Reference!$B$221,IF($AZ15=\"NU2D\",Reference!$B$222,IF($AZ15=\"NU5N\",Reference!$B$223,IF($AZ15=\"NU5DN\",Reference!$B$224,IF($AZ15=\"NU5DOData\",Reference!$B$225,IF($AZ15=\"NU5DOFD\",Reference!$B$227,\"\"))))))),0)","v":0},{"$f":"IF($AX15=\"Yes\",(IF($AZ15=\"NU2\",Reference!$D$221,IF($AZ15=\"NU2D\",Reference!$D$222,IF($AZ15=\"NU5N\",Reference!$D$223,IF($AZ15=\"NU5DN\",Reference!$D$224,IF($AZ15=\"NU5DOData\",Reference!$D$225,IF($AZ15=\"NU5DOFD\",Reference!$D$227,0))))))),0)","v":0},{"$f":"IF($AX15=\"Yes\",(IF($AZ15=\"NU2\",Reference!$E$221,IF($AZ15=\"NU2D\",Reference!$E$222,IF($AZ15=\"NU5N\",Reference!$E$223,IF($AZ15=\"NU5DN\",Reference!$E$224,IF($AZ15=\"NU5DOData\",Reference!$E$225,IF($AZ15=\"NU5DOFD\",Reference!$E$227,IF($AZ15=\"NU5DF\",Reference!$E$226,0)))))))),0)","v":0},"AD-10-2000-VeryFine",null,null,0,{"$f":"IF($BE15=\"AD-10-1960\",Reference!$G$232,IF($BE15=\"AD-10-1963\",Reference!$G$233,IF($BE15=\"AD-10-1966\",Reference!$G$237,IF($BE15=\"AD-10-1975\",Reference!$G$237,IF($BE15=\"AD-10-1980\",Reference!$G$238,IF($BE15=\"AD-10-2000\",Reference!$G$235,IF($BE15=\"AD-10-2010\",Reference!$G$236,\"\")))))))","v":""},{"$f":"IF($BE15=\"AD-10-1960\",Reference!$F$232,IF($BE15=\"AD-10-1963\",Reference!$F$233,IF($BE15=\"AD-10-1966\",Reference!$F$237,IF($BE15=\"AD-10-1975\",Reference!$F$237,IF($BE15=\"AD-10-1980\",Reference!$F$238,IF($BE15=\"AD-10-2000\",Reference!$F$235,IF($BE15=\"AD-10-2010\",Reference!$F$236,\"\")))))))","v":""},{"$f":"IF($BE15=\"AD-10-1960\",Reference!$E$232,IF($BE15=\"AD-10-1963\",Reference!$E$233,IF($BE15=\"AD-10-1966\",Reference!$E$237,IF($BE15=\"AD-10-1975\",Reference!$E$237,IF($BE15=\"AD-10-1980\",Reference!$E$238,IF($BE15=\"AD-10-2000\",Reference!$E$235,IF($BE15=\"AD-10-2010\",Reference!$E$236,\"\")))))))","v":""},"Different option",0,{"$f":"(IF($D15>0,(IF($BL15=\"AD-05-5400\",'Battery Consumption'!$D$5,IF($BL15=\"AD-05-5410\",'Battery Consumption'!$D$6,IF($BL15=\"AD-05-5405\",'Battery Consumption'!$D$7,IF($BL15=\"AD-05-5415\",'Battery Consumption'!$D$8,IF($BL15=\"AD-05-5425\",'Battery Consumption'!$D$9,IF($BL15=\"AD-05-5420\",'Battery Consumption'!$D$10,IF($BL15=\"AD-05-5430\",'Battery Consumption'!$D$11,IF($BL15=\"AD-05-5440\",'Battery Consumption'!$D$12,IF($BL15=\"AD-05-5435\",'Battery Consumption'!$D$13,IF($BL15=\"AD-05-5445\",'Battery Consumption'!$D$14,IF($BL15=\"AD-05-5455\",'Battery Consumption'!$D$15,IF($BL15=\"AD-05-5450\",'Battery Consumption'!$D$16,IF($BL15=\"AD-05-5460\",'Battery Consumption'!$D$17,IF($BL15=\"AD-05-5465\",'Battery Consumption'!$D$18,IF($BL15=\"AD-05-5470\",'Battery Consumption'!$D$19,IF($BL15=\"AD-05-5401\",'Battery Consumption'!$D$20,IF($BL15=\"AD-05-5413\",'Battery Consumption'!$D$21,IF($BL15=\"AD-05-5406\",'Battery Consumption'!$D$22,IF($BL15=\"AD-05-5416\",'Battery Consumption'!$D$23,IF($BL15=\"AD-05-5426\",'Battery Consumption'!$D$24,IF($BL15=\"AD-05-5421\",'Battery Consumption'!$D$25,IF($BL15=\"AD-05-5432\",'Battery Consumption'!$D$26,IF($BL15=\"AD-05-5441\",'Battery Consumption'!$D$27,IF($BL15=\"AD-05-5437\",'Battery Consumption'!$D$28,IF($BL15=\"AD-05-5446\",'Battery Consumption'!$D$29,IF($BL15=\"AD-05-5456\",'Battery Consumption'!$D$30,IF($BL15=\"AD-05-5451\",'Battery Consumption'!$D$31,IF($BL15=\"AD-05-5461\",'Battery Consumption'!$D$32,IF($BL15=\"AD-05-5471\",'Battery Consumption'!$D$33,IF($BL15=\"AD-05-5466\",'Battery Consumption'!$D$34,0))))))))))))))))))))))))))))))),0))","v":0},0,{"$f":"(IF($D15>0,(IF($BL15=\"AD-05-5400\",'Battery Consumption'!$E$5,IF($BL15=\"AD-05-5410\",'Battery Consumption'!$E$6,IF($BL15=\"AD-05-5405\",'Battery Consumption'!$E$7,IF($BL15=\"AD-05-5415\",'Battery Consumption'!$E$8,IF($BL15=\"AD-05-5425\",'Battery Consumption'!$E$9,IF($BL15=\"AD-05-5420\",'Battery Consumption'!$E$10,IF($BL15=\"AD-05-5430\",'Battery Consumption'!$E$11,IF($BL15=\"AD-05-5440\",'Battery Consumption'!$E$12,IF($BL15=\"AD-05-5435\",'Battery Consumption'!$E$13,IF($BL15=\"AD-05-5445\",'Battery Consumption'!$E$14,IF($BL15=\"AD-05-5455\",'Battery Consumption'!$E$15,IF($BL15=\"AD-05-5450\",'Battery Consumption'!$E$16,IF($BL15=\"AD-05-5460\",'Battery Consumption'!$E$17,IF($BL15=\"AD-05-5465\",'Battery Consumption'!$E$18,IF($BL15=\"AD-05-5470\",'Battery Consumption'!$E$19,IF($BL15=\"AD-05-5401\",'Battery Consumption'!$E$20,IF($BL15=\"AD-05-5413\",'Battery Consumption'!$E$21,IF($BL15=\"AD-05-5406\",'Battery Consumption'!$E$22,IF($BL15=\"AD-05-5416\",'Battery Consumption'!$E$23,IF($BL15=\"AD-05-5426\",'Battery Consumption'!$E$24,IF($BL15=\"AD-05-5421\",'Battery Consumption'!$E$25,IF($BL15=\"AD-05-5432\",'Battery Consumption'!$E$26,IF($BL15=\"AD-05-5441\",'Battery Consumption'!$E$27,IF($BL15=\"AD-05-5437\",'Battery Consumption'!$E$28,IF($BL15=\"AD-05-5446\",'Battery Consumption'!$E$29,IF($BL15=\"AD-05-5456\",'Battery Consumption'!$E$30,IF($BL15=\"AD-05-5451\",'Battery Consumption'!$E$31,IF($BL15=\"AD-05-5461\",'Battery Consumption'!$E$32,IF($BL15=\"AD-05-5471\",'Battery Consumption'!$E$33,IF($BL15=\"AD-05-5466\",'Battery Consumption'!$E$34,0))))))))))))))))))))))))))))))),0))","v":0},0,0,{"$f":"IF($D15>0,(IF($BQ15<12,Reference!$J$259,IF($BQ15<24,Reference!$J$260,IF($BQ15<65,Reference!$J$260,\"Get your own\")))),0)","v":0},{"$f":"IF($D15>0,(IF($BQ15<12,Reference!$F$259,IF($BQ15<24,Reference!$F$260,IF($BQ15<65,Reference!$F$260,\"Get your own\")))),0)","v":0},{"$f":"IF($D15>0,(IF($BQ15<12,Reference!$H$259,IF($BQ15<24,Reference!$H$260,IF($BQ15<65,Reference!$H$260,\"Get your own\")))),0)","v":0},null,0,null,null,"AD-05-5435","Net-ProSens UL Freeze-TP4",0,"FM"]
[10,null,null,null,null,null,0,0,0,0,0,0,0,0,0,null,{"$f":"IF($D$3=\"UL\",(IF(AND($G16=1,$H16=1),Reference!$C$53,IF(AND($G16=2,$H16=1),Reference!$C$54,IF(AND($G16=3,$H16=1),Reference!$C$55,IF(AND($G16=1,$H16=2),Reference!$C$56,IF(AND($G16=2,$H16=2),Reference!$C$57,IF(AND($G16=3,$H16=2),Reference!$C$58,IF(AND($G16=1,$H16=3),Reference!$C$59,IF(AND($G16=2,$H16=3),Reference!$C$60,IF(AND($G16=3,$H16=3),Reference!$C$61,IF(AND($G16=1,$H16=4),Reference!$C$62,IF(AND($G16=2,$H16=4),Reference!$C$63,IF(AND($G16=3,$H16=4),Reference!$C$64,IF(AND($G16=1,$H16=5),Reference!$C$65,IF(AND($G16=2,$H16=5),Reference!$C$66,IF(AND($G16=3,$H16=5),Reference!$C$67,0)))))))))))))))),(IF(AND($G16=1,$H16=1),Reference!$C$38,IF(AND($G16=2,$H16=1),Reference!$C$39,IF(AND($G16=3,$H16=1),Reference!$C$40,IF(AND($G16=1,$H16=2),Reference!$C$41,IF(AND($G16=2,$H16=2),Reference!$C$42,IF(AND($G16=3,$H16=2),Reference!$C$43,IF(AND($G16=1,$H16=3),Reference!$C$44,IF(AND($G16=2,$H16=3),Reference!$C$45,IF(AND($G16=3,$H16=3),Reference!$C$46,IF(AND($G16=1,$H16=4),Reference!$C$47,IF(AND($G16=2,$H16=4),Reference!$C$48,IF(AND($G16=3,$H16=4),Reference!$C$49,IF(AND($G16=1,$H16=5),Reference!$C$50,IF(AND($G16=2,$H16=5),Reference!$C$51,IF(AND($G16=3,$H16=5),Reference!$C$52,0)))))))))))))))))","v":0},{"$f":"IF($D$3=\"UL\",(IF(AND($G16=1,$H16=1),Reference!$B$53,IF(AND($G16=2,$H16=1),Reference!$B$54,IF(AND($G16=3,$H16=1),Reference!$B$55,IF(AND($G16=1,$H16=2),Reference!$B$56,IF(AND($G16=2,$H16=2),Reference!$B$57,IF(AND($G16=3,$H16=2),Reference!$B$58,IF(AND($G16=1,$H16=3),Reference!$B$59,IF(AND($G16=2,$H16=3),Reference!$B$60,IF(AND($G16=3,$H16=3),Reference!$B$61,IF(AND($G16=1,$H16=4),Reference!$B$62,IF(AND($G16=2,$H16=4),Reference!$B$63,IF(AND($G16=3,$H16=4),Reference!$B$64,IF(AND($G16=1,$H16=5),Reference!$B$65,IF(AND($G16=2,$H16=5),Reference!$B$66,IF(AND($G16=3,$H16=5),Reference!$B$67,0)))))))))))))))),(IF(AND($G16=1,$H16=1),Reference!$B$38,IF(AND($G16=2,$H16=1),Reference!$B$39,IF(AND($G16=3,$H16=1),Reference!$B$40,IF(AND($G16=1,$H16=2),Reference!$B$41,IF(AND($G16=2,$H16=2),Reference!$B$42,IF(AND($G16=3,$H16=2),Reference!$B$43,IF(AND($G16=1,$H16=3),Reference!$B$44,IF(AND($G16=2,$H16=3),Reference!$B$45,IF(AND($G16=3,$H16=3),Reference!$B$46,IF(AND($G16=1,$H16=4),Reference!$B$47,IF(AND($G16=2,$H16=4),Reference!$B$48,IF(AND($G16=3,$H16=4),Reference!$B$49,IF(AND($G16=1,$H16=5),Reference!$B$50,IF(AND($G16=2,$H16=5),Reference!$B$51,IF(AND($G16=3,$H16=5),Reference!$B$52,0)))))))))))))))))","v":0},0,0,null,0,0,null,null,null,null,null,0,0,null,"Detection Units Comes with different model  for Standard,Silent, Freeze model and Standard, Medium and High Sensivitity.  Each is independent of the other and able to perform actual cross zone if needed.",{"$f":"IF($D$3=\"UL\",(IF($G16>0,((IF(AND($F16=\"Standard\",$I16=2),Reference!$B$121,(IF(AND($F16=\"Medium\",$I16=2),Reference!$B$122,(IF(AND($F16=\"High\",$I16=2),Reference!$B$123,(IF(AND($F16=\"Standard\",$I16=3),Reference!$B$121,(IF(AND($F16=\"Medium\",$I16=3),Reference!$B$122,(IF(AND($F16=\"High\",$I16=3),Reference!$B$123,(IF(AND($F16=\"Standard\",$I16=4),Reference!$B$124,(IF(AND($F16=\"Medium\",$I16=4),Reference!$B$125,(IF(AND($F16=\"High\",$I16=4),Reference!$B$126,(IF(AND($F16=\"Standard\",$I16=7),Reference!$B$127,(IF(AND($F16=\"Medium\",$I16=7),Reference!$B$128,(IF(AND($F16=\"High\",$I16=7),Reference!$B$129,(IF(AND($F16=\"Standard\",$I16=8),Reference!$B$97,(IF(AND($F16=\"Medium\",$I16=8),Reference!$B$98,(IF(AND($F16=\"High\",$I16=8),Reference!$B$99,(IF(AND($F16=\"Standard\",$I16=9),Reference!$B$130,(IF(AND($F16=\"Medium\",$I16=9),Reference!$B$131,(IF(AND($F16=\"High\",$I16=9),Reference!$B$132,(IF(AND($F16=\"Standard\",$I16=11),Reference!$B$133,(IF(AND($F16=\"Medium\",$I16=11),Reference!$B$134,(IF(AND($F16=\"High\",$I16=11),Reference!$B$135,(IF(AND($F16=\"Standard\",$I16=12),Reference!$B$133,(IF(AND($F16=\"Medium\",$I16=12),Reference!$B$134,(IF(AND($F16=\"High\",$I16=12),Reference!$B$135,(IF(AND($F16=\"Standard\",$I16=13),Reference!$B$136,(IF(AND($F16=\"Medium\",$I16=13),Reference!$B$137,(IF(AND($F16=\"High\",$I16=13),Reference!$B$138,(IF(AND($F16=\"Standard\",$I16=16),Reference!$B$139,(IF(AND($F16=\"Medium\",$I16=16),Reference!$B$140,(IF(AND($F16=\"High\",$I16=16),Reference!$B$141,(IF(AND($F16=\"Standard\",$I16=17),Reference!$B$139,(IF(AND($F16=\"Medium\",$I16=17),Reference!$B$140,(IF(AND($F16=\"High\",$I16=17),Reference!$B$141,(IF(AND($F16=\"Standard\",$I16=18),Reference!$B$142,(IF(AND($F16=\"Medium\",$I16=18),Reference!$B$143,(IF(AND($F16=\"High\",$I16=18),Reference!$B$144,(IF(AND($F16=\"Standard\",$I16=21),Reference!$B$145,(IF(AND($F16=\"Medium\",$I16=21),Reference!$B$146,(IF(AND($F16=\"High\",$I16=21),Reference!$B$147,(IF(AND($F16=\"Standard\",$I16=23),Reference!$B$148,(IF(AND($F16=\"Medium\",$I16=23),Reference!$B$149,(IF(AND($F16=\"High\",$I16=23),Reference!$B$150,0))))))))))))))))))))))))))))))))))))))))))))))))))))))))))))))))))))))))))))))))))))),0)),(IF($G16>0,((IF(AND($F16=\"Standard\",$I16=2),Reference!$B$91,(IF(AND($F16=\"Medium\",$I16=2),Reference!$B$92,(IF(AND($F16=\"High\",$I16=2),Reference!$B$93,(IF(AND($F16=\"Standard\",$I16=3),Reference!$B$91,(IF(AND($F16=\"Medium\",$I16=3),Reference!$B$92,(IF(AND($F16=\"High\",$I16=3),Reference!$B$93,(IF(AND($F16=\"Standard\",$I16=4),Reference!$B$94,(IF(AND($F16=\"Medium\",$I16=4),Reference!$B$95,(IF(AND($F16=\"High\",$I16=4),Reference!$B$96,(IF(AND($F16=\"Standard\",$I16=7),Reference!$B$97,(IF(AND($F16=\"Medium\",$I16=7),Reference!$B$98,(IF(AND($F16=\"High\",$I16=7),Reference!$B$99,(IF(AND($F16=\"Standard\",$I16=8),Reference!$B$97,(IF(AND($F16=\"Medium\",$I16=8),Reference!$B$98,(IF(AND($F16=\"High\",$I16=8),Reference!$B$99,(IF(AND($F16=\"Standard\",$I16=9),Reference!$B$100,(IF(AND($F16=\"Medium\",$I16=9),Reference!$B$101,(IF(AND($F16=\"High\",$I16=9),Reference!$B$102,(IF(AND($F16=\"Standard\",$I16=11),Reference!$B$103,(IF(AND($F16=\"Medium\",$I16=11),Reference!$B$104,(IF(AND($F16=\"High\",$I16=11),Reference!$B$105,(IF(AND($F16=\"Standard\",$I16=12),Reference!$B$103,(IF(AND($F16=\"Medium\",$I16=12),Reference!$B$104,(IF(AND($F16=\"High\",$I16=12),Reference!$B$105,(IF(AND($F16=\"Standard\",$I16=13),Reference!$B$106,(IF(AND($F16=\"Medium\",$I16=13),Reference!$B$107,(IF(AND($F16=\"High\",$I16=13),Reference!$B$108,(IF(AND($F16=\"Standard\",$I16=16),Reference!$B$109,(IF(AND($F16=\"Medium\",$I16=16),Reference!$B$110,(IF(AND($F16=\"High\",$I16=16),Reference!$B$111,(IF(AND($F16=\"Standard\",$I16=17),Reference!$B$109,(IF(AND($F16=\"Medium\",$I16=17),Reference!$B$110,(IF(AND($F16=\"High\",$I16=17),Reference!$B$111,(IF(AND($F16=\"Standard\",$I16=18),Reference!$B$112,(IF(AND($F16=\"Medium\",$I16=18),Reference!$B$113,(IF(AND($F16=\"High\",$I16=18),Reference!$B$114,(IF(AND($F16=\"Standard\",$I16=21),Reference!$B$115,(IF(AND($F16=\"Medium\",$I16=21),Reference!$B$116,(IF(AND($F16=\"High\",$I16=21),Reference!$B$117,(IF(AND($F16=\"Standard\",$I16=23),Reference!$B$118,(IF(AND($F16=\"Medium\",$I16=23),Reference!$B$119,(IF(AND($F16=\"High\",$I16=23),Reference!$B$120,0))))))))))))))))))))))))))))))))))))))))))))))))))))))))))))))))))))))))))))))))))))),0)))","v":0},{"$f":"IF($D$3=\"UL\",(IF($G16>0,((IF(AND($F16=\"Standard\",$I16=2),Reference!$C$121,(IF(AND($F16=\"Medium\",$I16=2),Reference!$C$122,(IF(AND($F16=\"High\",$I16=2),Reference!$C$123,(IF(AND($F16=\"Standard\",$I16=3),Reference!$C$121,(IF(AND($F16=\"Medium\",$I16=3),Reference!$C$122,(IF(AND($F16=\"High\",$I16=3),Reference!$C$123,(IF(AND($F16=\"Standard\",$I16=4),Reference!$C$124,(IF(AND($F16=\"Medium\",$I16=4),Reference!$C$125,(IF(AND($F16=\"High\",$I16=4),Reference!$C$126,(IF(AND($F16=\"Standard\",$I16=7),Reference!$C$127,(IF(AND($F16=\"Medium\",$I16=7),Reference!$C$128,(IF(AND($F16=\"High\",$I16=7),Reference!$C$129,(IF(AND($F16=\"Standard\",$I16=8),Reference!$C$97,(IF(AND($F16=\"Medium\",$I16=8),Reference!$C$98,(IF(AND($F16=\"High\",$I16=8),Reference!$C$99,(IF(AND($F16=\"Standard\",$I16=9),Reference!$C$130,(IF(AND($F16=\"Medium\",$I16=9),Reference!$C$131,(IF(AND($F16=\"High\",$I16=9),Reference!$C$132,(IF(AND($F16=\"Standard\",$I16=11),Reference!$C$133,(IF(AND($F16=\"Medium\",$I16=11),Reference!$C$134,(IF(AND($F16=\"High\",$I16=11),Reference!$C$135,(IF(AND($F16=\"Standard\",$I16=12),Reference!$C$133,(IF(AND($F16=\"Medium\",$I16=12),Reference!$C$134,(IF(AND($F16=\"High\",$I16=12),Reference!$C$135,(IF(AND($F16=\"Standard\",$I16=13),Reference!$C$136,(IF(AND($F16=\"Medium\",$I16=13),Reference!$C$137,(IF(AND($F16=\"High\",$I16=13),Reference!$C$138,(IF(AND($F16=\"Standard\",$I16=16),Reference!$C$139,(IF(AND($F16=\"Medium\",$I16=16),Reference!$C$140,(IF(AND($F16=\"High\",$I16=16),Reference!$C$141,(IF(AND($F16=\"Standard\",$I16=17),Reference!$C$139,(IF(AND($F16=\"Medium\",$I16=17),Reference!$C$140,(IF(AND($F16=\"High\",$I16=17),Reference!$C$141,(IF(AND($F16=\"Standard\",$I16=18),Reference!$C$142,(IF(AND($F16=\"Medium\",$I16=18),Reference!$C$143,(IF(AND($F16=\"High\",$I16=18),Reference!$C$144,(IF(AND($F16=\"Standard\",$I16=21),Reference!$C$145,(IF(AND($F16=\"Medium\",$I16=21),Reference!$C$146,(IF(AND($F16=\"High\",$I16=21),Reference!$C$147,(IF(AND($F16=\"Standard\",$I16=23),Reference!$C$148,(IF(AND($F16=\"Medium\",$I16=23),Reference!$C$149,(IF(AND($F16=\"High\",$I16=23),Reference!$C$150,0))))))))))))))))))))))))))))))))))))))))))))))))))))))))))))))))))))))))))))))))))))),0)),(IF($G16>0,((IF(AND($F16=\"Standard\",$I16=2),Reference!$C$91,(IF(AND($F16=\"Medium\",$I16=2),Reference!$C$92,(IF(AND($F16=\"High\",$I16=2),Reference!$C$93,(IF(AND($F16=\"Standard\",$I16=3),Reference!$C$91,(IF(AND($F16=\"Medium\",$I16=3),Reference!$C$92,(IF(AND($F16=\"High\",$I16=3),Reference!$C$93,(IF(AND($F16=\"Standard\",$I16=4),Reference!$C$94,(IF(AND($F16=\"Medium\",$I16=4),Reference!$C$95,(IF(AND($F16=\"High\",$I16=4),Reference!$C$96,(IF(AND($F16=\"Standard\",$I16=7),Reference!$C$97,(IF(AND($F16=\"Medium\",$I16=7),Reference!$C$98,(IF(AND($F16=\"High\",$I16=7),Reference!$C$99,(IF(AND($F16=\"Standard\",$I16=8),Reference!$C$97,(IF(AND($F16=\"Medium\",$I16=8),Reference!$C$98,(IF(AND($F16=\"High\",$I16=8),Reference!$C$99,(IF(AND($F16=\"Standard\",$I16=9),Reference!$C$100,(IF(AND($F16=\"Medium\",$I16=9),Reference!$C$101,(IF(AND($F16=\"High\",$I16=9),Reference!$C$102,(IF(AND($F16=\"Standard\",$I16=11),Reference!$C$103,(IF(AND($F16=\"Medium\",$I16=11),Reference!$C$104,(IF(AND($F16=\"High\",$I16=11),Reference!$C$105,(IF(AND($F16=\"Standard\",$I16=12),Reference!$C$103,(IF(AND($F16=\"Medium\",$I16=12),Reference!$C$104,(IF(AND($F16=\"High\",$I16=12),Reference!$C$105,(IF(AND($F16=\"Standard\",$I16=13),Reference!$C$106,(IF(AND($F16=\"Medium\",$I16=13),Reference!$C$107,(IF(AND($F16=\"High\",$I16=13),Reference!$C$108,(IF(AND($F16=\"Standard\",$I16=16),Reference!$C$109,(IF(AND($F16=\"Medium\",$I16=16),Reference!$C$110,(IF(AND($F16=\"High\",$I16=16),Reference!$C$111,(IF(AND($F16=\"Standard\",$I16=17),Reference!$C$109,(IF(AND($F16=\"Medium\",$I16=17),Reference!$C$110,(IF(AND($F16=\"High\",$I16=17),Reference!$C$111,(IF(AND($F16=\"Standard\",$I16=18),Reference!$C$112,(IF(AND($F16=\"Medium\",$I16=18),Reference!$C$113,(IF(AND($F16=\"High\",$I16=18),Reference!$C$114,(IF(AND($F16=\"Standard\",$I16=21),Reference!$C$115,(IF(AND($F16=\"Medium\",$I16=21),Reference!$C$116,(IF(AND($F16=\"High\",$I16=21),Reference!$C$117,(IF(AND($F16=\"Standard\",$I16=23),Reference!$C$118,(IF(AND($F16=\"Medium\",$I16=23),Reference!$C$119,(IF(AND($F16=\"High\",$I16=23),Reference!$C$120,0))))))))))))))))))))))))))))))))))))))))))))))))))))))))))))))))))))))))))))))))))))),0)))","v":0},{"$f":"IF($D$3=\"UL\",(IF($G16>0,((IF(AND($F16=\"Standard\",$I16=2),Reference!$D$121,(IF(AND($F16=\"Medium\",$I16=2),Reference!$D$122,(IF(AND($F16=\"High\",$I16=2),Reference!$D$123,(IF(AND($F16=\"Standard\",$I16=3),Reference!$D$121,(IF(AND($F16=\"Medium\",$I16=3),Reference!$D$122,(IF(AND($F16=\"High\",$I16=3),Reference!$D$123,(IF(AND($F16=\"Standard\",$I16=4),Reference!$D$124,(IF(AND($F16=\"Medium\",$I16=4),Reference!$D$125,(IF(AND($F16=\"High\",$I16=4),Reference!$D$126,(IF(AND($F16=\"Standard\",$I16=7),Reference!$D$127,(IF(AND($F16=\"Medium\",$I16=7),Reference!$D$128,(IF(AND($F16=\"High\",$I16=7),Reference!$D$129,(IF(AND($F16=\"Standard\",$I16=8),Reference!$D$97,(IF(AND($F16=\"Medium\",$I16=8),Reference!$D$98,(IF(AND($F16=\"High\",$I16=8),Reference!$D$99,(IF(AND($F16=\"Standard\",$I16=9),Reference!$D$130,(IF(AND($F16=\"Medium\",$I16=9),Reference!$D$131,(IF(AND($F16=\"High\",$I16=9),Reference!$D$132,(IF(AND($F16=\"Standard\",$I16=11),Reference!$D$133,(IF(AND($F16=\"Medium\",$I16=11),Reference!$D$134,(IF(AND($F16=\"High\",$I16=11),Reference!$D$135,(IF(AND($F16=\"Standard\",$I16=12),Reference!$D$133,(IF(AND($F16=\"Medium\",$I16=12),Reference!$D$134,(IF(AND($F16=\"High\",$I16=12),Reference!$D$135,(IF(AND($F16=\"Standard\",$I16=13),Reference!$D$136,(IF(AND($F16=\"Medium\",$I16=13),Reference!$D$137,(IF(AND($F16=\"High\",$I16=13),Reference!$D$138,(IF(AND($F16=\"Standard\",$I16=16),Reference!$D$139,(IF(AND($F16=\"Medium\",$I16=16),Reference!$D$140,(IF(AND($F16=\"High\",$I16=16),Reference!$D$141,(IF(AND($F16=\"Standard\",$I16=17),Reference!$D$139,(IF(AND($F16=\"Medium\",$I16=17),Reference!$D$140,(IF(AND($F16=\"High\",$I16=17),Reference!$D$141,(IF(AND($F16=\"Standard\",$I16=18),Reference!$D$142,(IF(AND($F16=\"Medium\",$I16=18),Reference!$D$143,(IF(AND($F16=\"High\",$I16=18),Reference!$D$144,(IF(AND($F16=\"Standard\",$I16=21),Reference!$D$145,(IF(AND($F16=\"Medium\",$I16=21),Reference!$D$146,(IF(AND($F16=\"High\",$I16=21),Reference!$D$147,(IF(AND($F16=\"Standard\",$I16=23),Reference!$D$148,(IF(AND($F16=\"Medium\",$I16=23),Reference!$D$149,(IF(AND($F16=\"High\",$I16=23),Reference!$D$150,0))))))))))))))))))))))))))))))))))))))))))))))))))))))))))))))))))))))))))))))))))))),0)),(IF($G16>0,((IF(AND($F16=\"Standard\",$I16=2),Reference!$D$91,(IF(AND($F16=\"Medium\",$I16=2),Reference!$D$92,(IF(AND($F16=\"High\",$I16=2),Reference!$D$93,(IF(AND($F16=\"Standard\",$I16=3),Reference!$D$91,(IF(AND($F16=\"Medium\",$I16=3),Reference!$D$92,(IF(AND($F16=\"High\",$I16=3),Reference!$D$93,(IF(AND($F16=\"Standard\",$I16=4),Reference!$D$94,(IF(AND($F16=\"Medium\",$I16=4),Reference!$D$95,(IF(AND($F16=\"High\",$I16=4),Reference!$D$96,(IF(AND($F16=\"Standard\",$I16=7),Reference!$D$97,(IF(AND($F16=\"Medium\",$I16=7),Reference!$D$98,(IF(AND($F16=\"High\",$I16=7),Reference!$D$99,(IF(AND($F16=\"Standard\",$I16=8),Reference!$D$97,(IF(AND($F16=\"Medium\",$I16=8),Reference!$D$98,(IF(AND($F16=\"High\",$I16=8),Reference!$D$99,(IF(AND($F16=\"Standard\",$I16=9),Reference!$D$100,(IF(AND($F16=\"Medium\",$I16=9),Reference!$D$101,(IF(AND($F16=\"High\",$I16=9),Reference!$D$102,(IF(AND($F16=\"Standard\",$I16=11),Reference!$D$103,(IF(AND($F16=\"Medium\",$I16=11),Reference!$D$104,(IF(AND($F16=\"High\",$I16=11),Reference!$D$105,(IF(AND($F16=\"Standard\",$I16=12),Reference!$D$103,(IF(AND($F16=\"Medium\",$I16=12),Reference!$D$104,(IF(AND($F16=\"High\",$I16=12),Reference!$D$105,(IF(AND($F16=\"Standard\",$I16=13),Reference!$D$106,(IF(AND($F16=\"Medium\",$I16=13),Reference!$D$107,(IF(AND($F16=\"High\",$I16=13),Reference!$D$108,(IF(AND($F16=\"Standard\",$I16=16),Reference!$D$109,(IF(AND($F16=\"Medium\",$I16=16),Reference!$D$110,(IF(AND($F16=\"High\",$I16=16),Reference!$D$111,(IF(AND($F16=\"Standard\",$I16=17),Reference!$D$109,(IF(AND($F16=\"Medium\",$I16=17),Reference!$D$110,(IF(AND($F16=\"High\",$I16=17),Reference!$D$111,(IF(AND($F16=\"Standard\",$I16=18),Reference!$D$112,(IF(AND($F16=\"Medium\",$I16=18),Reference!$D$113,(IF(AND($F16=\"High\",$I16=18),Reference!$D$114,(IF(AND($F16=\"Standard\",$I16=21),Reference!$D$115,(IF(AND($F16=\"Medium\",$I16=21),Reference!$D$116,(IF(AND($F16=\"High\",$I16=21),Reference!$D$117,(IF(AND($F16=\"Standard\",$I16=23),Reference!$D$118,(IF(AND($F16=\"Medium\",$I16=23),Reference!$D$119,(IF(AND($F16=\"High\",$I16=23),Reference!$D$120,0))))))))))))))))))))))))))))))))))))))))))))))))))))))))))))))))))))))))))))))))))))),0)))","v":0},0,0,0,null,"No",0,0,0,0,{"$f":"IF($AN16=\"Yes\",IF($AO16=1,Reference!#REF!,IF($AO16=2,Reference!#REF!,IF($AO16=3,Reference!#REF!,0))),(IF($AP16=1,IF($AR16=2,Reference!$C$194,IF($AR16=3,Reference!$C$196,IF($AR16=4,Reference!$C$198,0))),IF($AP16=2,IF($AR16=3,Reference!$C$195,IF($AR16=4,Reference!$C$197,IF($AR16=5,Reference!$C$199,0))),0))))","v":0},{"$f":"IF(AN16=\"Yes\",IF($AO16=1,Reference!#REF!,IF($AO16=2,Reference!#REF!,IF($AO16=3,Reference!#REF!,0))),(IF($AP16=1,IF($AR16=2,Reference!$E$194,IF($AR16=3,Reference!$E$196,IF($AR16=4,Reference!$E$198,0))),IF($AP16=2,IF($AR16=3,Reference!$E$195,IF($AR16=4,Reference!$E$197,IF($AR16=5,Reference!$E$199,0))),0))))","v":0},{"$f":"IF($AN16=\"Yes\",IF($AO16=1,Reference!#REF!,IF($AO16=2,Reference!#REF!,IF($AO16=3,Reference!#REF!,0))),(IF($AP16=1,IF($AR16=2,Reference!$D$194,IF($AR16=3,Reference!$D$196,IF($AR16=4,Reference!$D$198,0))),IF($AP16=2,IF($AR16=3,Reference!$D$195,IF($AR16=4,Reference!$D$197,IF($AR16=5,Reference!$D$199,0))),0))))","v":0},0,"1. Network only",0,0,null,{"$f":"IF($AX16=\"Yes\",(IF($AZ16=\"NU2\",Reference!$B$221,IF($AZ16=\"NU2D\",Reference!$B$222,IF($AZ16=\"NU5N\",Reference!$B$223,IF($AZ16=\"NU5DN\",Reference!$B$224,IF($AZ16=\"NU5DOData\",Reference!$B$225,IF($AZ16=\"NU5DOFD\",Reference!$B$227,\"\"))))))),0)","v":0},{"$f":"IF($AX16=\"Yes\",(IF($AZ16=\"NU2\",Reference!$D$221,IF($AZ16=\"NU2D\",Reference!$D$222,IF($AZ16=\"NU5N\",Reference!$D$223,IF($AZ16=\"NU5DN\",Reference!$D$224,IF($AZ16=\"NU5DOData\",Reference!$D$225,IF($AZ16=\"NU5DOFD\",Reference!$D$227,0))))))),0)","v":0},{"$f":"IF($AX16=\"Yes\",(IF($AZ16=\"NU2\",Reference!$E$221,IF($AZ16=\"NU2D\",Reference!$E$222,IF($AZ16=\"NU5N\",Reference!$E$223,IF($AZ16=\"NU5DN\",Reference!$E$224,IF($AZ16=\"NU5DOData\",Reference!$E$225,IF($AZ16=\"NU5DOFD\",Reference!$E$227,IF($AZ16=\"NU5DF\",Reference!$E$226,0)))))))),0)","v":0},"AD-10-2010SuperFine",null,null,0,{"$f":"IF($BE16=\"AD-10-1960\",Reference!$G$232,IF($BE16=\"AD-10-1963\",Reference!$G$233,IF($BE16=\"AD-10-1966\",Reference!$G$237,IF($BE16=\"AD-10-1975\",Reference!$G$237,IF($BE16=\"AD-10-1980\",Reference!$G$238,IF($BE16=\"AD-10-2000\",Reference!$G$235,IF($BE16=\"AD-10-2010\",Reference!$G$236,\"\")))))))","v":""},{"$f":"IF($BE16=\"AD-10-1960\",Reference!$F$232,IF($BE16=\"AD-10-1963\",Reference!$F$233,IF($BE16=\"AD-10-1966\",Reference!$F$237,IF($BE16=\"AD-10-1975\",Reference!$F$237,IF($BE16=\"AD-10-1980\",Reference!$F$238,IF($BE16=\"AD-10-2000\",Reference!$F$235,IF($BE16=\"AD-10-2010\",Reference!$F$236,\"\")))))))","v":""},{"$f":"IF($BE16=\"AD-10-1960\",Reference!$E$232,IF($BE16=\"AD-10-1963\",Reference!$E$233,IF($BE16=\"AD-10-1966\",Reference!$E$237,IF($BE16=\"AD-10-1975\",Reference!$E$237,IF($BE16=\"AD-10-1980\",Reference!$E$238,IF($BE16=\"AD-10-2000\",Reference!$E$235,IF($BE16=\"AD-10-2010\",Reference!$E$236,\"\")))))))","v":""},"12AH",0,{"$f":"(IF($D16>0,(IF($BL16=\"AD-05-5400\",'Battery Consumption'!$D$5,IF($BL16=\"AD-05-5410\",'Battery Consumption'!$D$6,IF($BL16=\"AD-05-5405\",'Battery Consumption'!$D$7,IF($BL16=\"AD-05-5415\",'Battery Consumption'!$D$8,IF($BL16=\"AD-05-5425\",'Battery Consumption'!$D$9,IF($BL16=\"AD-05-5420\",'Battery Consumption'!$D$10,IF($BL16=\"AD-05-5430\",'Battery Consumption'!$D$11,IF($BL16=\"AD-05-5440\",'Battery Consumption'!$D$12,IF($BL16=\"AD-05-5435\",'Battery Consumption'!$D$13,IF($BL16=\"AD-05-5445\",'Battery Consumption'!$D$14,IF($BL16=\"AD-05-5455\",'Battery Consumption'!$D$15,IF($BL16=\"AD-05-5450\",'Battery Consumption'!$D$16,IF($BL16=\"AD-05-5460\",'Battery Consumption'!$D$17,IF($BL16=\"AD-05-5465\",'Battery Consumption'!$D$18,IF($BL16=\"AD-05-5470\",'Battery Consumption'!$D$19,IF($BL16=\"AD-05-5401\",'Battery Consumption'!$D$20,IF($BL16=\"AD-05-5413\",'Battery Consumption'!$D$21,IF($BL16=\"AD-05-5406\",'Battery Consumption'!$D$22,IF($BL16=\"AD-05-5416\",'Battery Consumption'!$D$23,IF($BL16=\"AD-05-5426\",'Battery Consumption'!$D$24,IF($BL16=\"AD-05-5421\",'Battery Consumption'!$D$25,IF($BL16=\"AD-05-5432\",'Battery Consumption'!$D$26,IF($BL16=\"AD-05-5441\",'Battery Consumption'!$D$27,IF($BL16=\"AD-05-5437\",'Battery Consumption'!$D$28,IF($BL16=\"AD-05-5446\",'Battery Consumption'!$D$29,IF($BL16=\"AD-05-5456\",'Battery Consumption'!$D$30,IF($BL16=\"AD-05-5451\",'Battery Consumption'!$D$31,IF($BL16=\"AD-05-5461\",'Battery Consumption'!$D$32,IF($BL16=\"AD-05-5471\",'Battery Consumption'!$D$33,IF($BL16=\"AD-05-5466\",'Battery Consumption'!$D$34,0))))))))))))))))))))))))))))))),0))","v":0},0,{"$f":"(IF($D16>0,(IF($BL16=\"AD-05-5400\",'Battery Consumption'!$E$5,IF($BL16=\"AD-05-5410\",'Battery Consumption'!$E$6,IF($BL16=\"AD-05-5405\",'Battery Consumption'!$E$7,IF($BL16=\"AD-05-5415\",'Battery Consumption'!$E$8,IF($BL16=\"AD-05-5425\",'Battery Consumption'!$E$9,IF($BL16=\"AD-05-5420\",'Battery Consumption'!$E$10,IF($BL16=\"AD-05-5430\",'Battery Consumption'!$E$11,IF($BL16=\"AD-05-5440\",'Battery Consumption'!$E$12,IF($BL16=\"AD-05-5435\",'Battery Consumption'!$E$13,IF($BL16=\"AD-05-5445\",'Battery Consumption'!$E$14,IF($BL16=\"AD-05-5455\",'Battery Consumption'!$E$15,IF($BL16=\"AD-05-5450\",'Battery Consumption'!$E$16,IF($BL16=\"AD-05-5460\",'Battery Consumption'!$E$17,IF($BL16=\"AD-05-5465\",'Battery Consumption'!$E$18,IF($BL16=\"AD-05-5470\",'Battery Consumption'!$E$19,IF($BL16=\"AD-05-5401\",'Battery Consumption'!$E$20,IF($BL16=\"AD-05-5413\",'Battery Consumption'!$E$21,IF($BL16=\"AD-05-5406\",'Battery Consumption'!$E$22,IF($BL16=\"AD-05-5416\",'Battery Consumption'!$E$23,IF($BL16=\"AD-05-5426\",'Battery Consumption'!$E$24,IF($BL16=\"AD-05-5421\",'Battery Consumption'!$E$25,IF($BL16=\"AD-05-5432\",'Battery Consumption'!$E$26,IF($BL16=\"AD-05-5441\",'Battery Consumption'!$E$27,IF($BL16=\"AD-05-5437\",'Battery Consumption'!$E$28,IF($BL16=\"AD-05-5446\",'Battery Consumption'!$E$29,IF($BL16=\"AD-05-5456\",'Battery Consumption'!$E$30,IF($BL16=\"AD-05-5451\",'Battery Consumption'!$E$31,IF($BL16=\"AD-05-5461\",'Battery Consumption'!$E$32,IF($BL16=\"AD-05-5471\",'Battery Consumption'!$E$33,IF($BL16=\"AD-05-5466\",'Battery Consumption'!$E$34,0))))))))))))))))))))))))))))))),0))","v":0},0,0,{"$f":"IF($D16>0,(IF($BQ16<12,Reference!$J$259,IF($BQ16<24,Reference!$J$260,IF($BQ16<65,Reference!$J$260,\"Get your own\")))),0)","v":0},{"$f":"IF($D16>0,(IF($BQ16<12,Reference!$F$259,IF($BQ16<24,Reference!$F$260,IF($BQ16<65,Reference!$F$260,\"Get your own\")))),0)","v":0},{"$f":"IF($D16>0,(IF($BQ16<12,Reference!$H$259,IF($BQ16<24,Reference!$H$260,IF($BQ16<65,Reference!$H$260,\"Get your own\")))),0)","v":0},null,0,null,null,"AD-05-5445","Net-ProSens UL Standard-TP5",0,"FM"]
[11,null,null,null,null,null,0,0,0,0,0,0,0,0,0,null,{"$f":"IF($D$3=\"UL\",(IF(AND($G17=1,$H17=1),Reference!$C$53,IF(AND($G17=2,$H17=1),Reference!$C$54,IF(AND($G17=3,$H17=1),Reference!$C$55,IF(AND($G17=1,$H17=2),Reference!$C$56,IF(AND($G17=2,$H17=2),Reference!$C$57,IF(AND($G17=3,$H17=2),Reference!$C$58,IF(AND($G17=1,$H17=3),Reference!$C$59,IF(AND($G17=2,$H17=3),Reference!$C$60,IF(AND($G17=3,$H17=3),Reference!$C$61,IF(AND($G17=1,$H17=4),Reference!$C$62,IF(AND($G17=2,$H17=4),Reference!$C$63,IF(AND($G17=3,$H17=4),Reference!$C$64,IF(AND($G17=1,$H17=5),Reference!$C$65,IF(AND($G17=2,$H17=5),Reference!$C$66,IF(AND($G17=3,$H17=5),Reference!$C$67,0)))))))))))))))),(IF(AND($G17=1,$H17=1),Reference!$C$38,IF(AND($G17=2,$H17=1),Reference!$C$39,IF(AND($G17=3,$H17=1),Reference!$C$40,IF(AND($G17=1,$H17=2),Reference!$C$41,IF(AND($G17=2,$H17=2),Reference!$C$42,IF(AND($G17=3,$H17=2),Reference!$C$43,IF(AND($G17=1,$H17=3),Reference!$C$44,IF(AND($G17=2,$H17=3),Reference!$C$45,IF(AND($G17=3,$H17=3),Reference!$C$46,IF(AND($G17=1,$H17=4),Reference!$C$47,IF(AND($G17=2,$H17=4),Reference!$C$48,IF(AND($G17=3,$H17=4),Reference!$C$49,IF(AND($G17=1,$H17=5),Reference!$C$50,IF(AND($G17=2,$H17=5),Reference!$C$51,IF(AND($G17=3,$H17=5),Reference!$C$52,0)))))))))))))))))","v":0},{"$f":"IF($D$3=\"UL\",(IF(AND($G17=1,$H17=1),Reference!$B$53,IF(AND($G17=2,$H17=1),Reference!$B$54,IF(AND($G17=3,$H17=1),Reference!$B$55,IF(AND($G17=1,$H17=2),Reference!$B$56,IF(AND($G17=2,$H17=2),Reference!$B$57,IF(AND($G17=3,$H17=2),Reference!$B$58,IF(AND($G17=1,$H17=3),Reference!$B$59,IF(AND($G17=2,$H17=3),Reference!$B$60,IF(AND($G17=3,$H17=3),Reference!$B$61,IF(AND($G17=1,$H17=4),Reference!$B$62,IF(AND($G17=2,$H17=4),Reference!$B$63,IF(AND($G17=3,$H17=4),Reference!$B$64,IF(AND($G17=1,$H17=5),Reference!$B$65,IF(AND($G17=2,$H17=5),Reference!$B$66,IF(AND($G17=3,$H17=5),Reference!$B$67,0)))))))))))))))),(IF(AND($G17=1,$H17=1),Reference!$B$38,IF(AND($G17=2,$H17=1),Reference!$B$39,IF(AND($G17=3,$H17=1),Reference!$B$40,IF(AND($G17=1,$H17=2),Reference!$B$41,IF(AND($G17=2,$H17=2),Reference!$B$42,IF(AND($G17=3,$H17=2),Reference!$B$43,IF(AND($G17=1,$H17=3),Reference!$B$44,IF(AND($G17=2,$H17=3),Reference!$B$45,IF(AND($G17=3,$H17=3),Reference!$B$46,IF(AND($G17=1,$H17=4),Reference!$B$47,IF(AND($G17=2,$H17=4),Reference!$B$48,IF(AND($G17=3,$H17=4),Reference!$B$49,IF(AND($G17=1,$H17=5),Reference!$B$50,IF(AND($G17=2,$H17=5),Reference!$B$51,IF(AND($G17=3,$H17=5),Reference!$B$52,0)))))))))))))))))","v":0},0,0,null,0,0,null,null,null,null,null,0,0,null,null,{"$f":"IF($D$3=\"UL\",(IF($G17>0,((IF(AND($F17=\"Standard\",$I17=2),Reference!$B$121,(IF(AND($F17=\"Medium\",$I17=2),Reference!$B$122,(IF(AND($F17=\"High\",$I17=2),Reference!$B$123,(IF(AND($F17=\"Standard\",$I17=3),Reference!$B$121,(IF(AND($F17=\"Medium\",$I17=3),Reference!$B$122,(IF(AND($F17=\"High\",$I17=3),Reference!$B$123,(IF(AND($F17=\"Standard\",$I17=4),Reference!$B$124,(IF(AND($F17=\"Medium\",$I17=4),Reference!$B$125,(IF(AND($F17=\"High\",$I17=4),Reference!$B$126,(IF(AND($F17=\"Standard\",$I17=7),Reference!$B$127,(IF(AND($F17=\"Medium\",$I17=7),Reference!$B$128,(IF(AND($F17=\"High\",$I17=7),Reference!$B$129,(IF(AND($F17=\"Standard\",$I17=8),Reference!$B$97,(IF(AND($F17=\"Medium\",$I17=8),Reference!$B$98,(IF(AND($F17=\"High\",$I17=8),Reference!$B$99,(IF(AND($F17=\"Standard\",$I17=9),Reference!$B$130,(IF(AND($F17=\"Medium\",$I17=9),Reference!$B$131,(IF(AND($F17=\"High\",$I17=9),Reference!$B$132,(IF(AND($F17=\"Standard\",$I17=11),Reference!$B$133,(IF(AND($F17=\"Medium\",$I17=11),Reference!$B$134,(IF(AND($F17=\"High\",$I17=11),Reference!$B$135,(IF(AND($F17=\"Standard\",$I17=12),Reference!$B$133,(IF(AND($F17=\"Medium\",$I17=12),Reference!$B$134,(IF(AND($F17=\"High\",$I17=12),Reference!$B$135,(IF(AND($F17=\"Standard\",$I17=13),Reference!$B$136,(IF(AND($F17=\"Medium\",$I17=13),Reference!$B$137,(IF(AND($F17=\"High\",$I17=13),Reference!$B$138,(IF(AND($F17=\"Standard\",$I17=16),Reference!$B$139,(IF(AND($F17=\"Medium\",$I17=16),Reference!$B$140,(IF(AND($F17=\"High\",$I17=16),Reference!$B$141,(IF(AND($F17=\"Standard\",$I17=17),Reference!$B$139,(IF(AND($F17=\"Medium\",$I17=17),Reference!$B$140,(IF(AND($F17=\"High\",$I17=17),Reference!$B$141,(IF(AND($F17=\"Standard\",$I17=18),Reference!$B$142,(IF(AND($F17=\"Medium\",$I17=18),Reference!$B$143,(IF(AND($F17=\"High\",$I17=18),Reference!$B$144,(IF(AND($F17=\"Standard\",$I17=21),Reference!$B$145,(IF(AND($F17=\"Medium\",$I17=21),Reference!$B$146,(IF(AND($F17=\"High\",$I17=21),Reference!$B$147,(IF(AND($F17=\"Standard\",$I17=23),Reference!$B$148,(IF(AND($F17=\"Medium\",$I17=23),Reference!$B$149,(IF(AND($F17=\"High\",$I17=23),Reference!$B$150,0))))))))))))))))))))))))))))))))))))))))))))))))))))))))))))))))))))))))))))))))))))),0)),(IF($G17>0,((IF(AND($F17=\"Standard\",$I17=2),Reference!$B$91,(IF(AND($F17=\"Medium\",$I17=2),Reference!$B$92,(IF(AND($F17=\"High\",$I17=2),Reference!$B$93,(IF(AND($F17=\"Standard\",$I17=3),Reference!$B$91,(IF(AND($F17=\"Medium\",$I17=3),Reference!$B$92,(IF(AND($F17=\"High\",$I17=3),Reference!$B$93,(IF(AND($F17=\"Standard\",$I17=4),Reference!$B$94,(IF(AND($F17=\"Medium\",$I17=4),Reference!$B$95,(IF(AND($F17=\"High\",$I17=4),Reference!$B$96,(IF(AND($F17=\"Standard\",$I17=7),Reference!$B$97,(IF(AND($F17=\"Medium\",$I17=7),Reference!$B$98,(IF(AND($F17=\"High\",$I17=7),Reference!$B$99,(IF(AND($F17=\"Standard\",$I17=8),Reference!$B$97,(IF(AND($F17=\"Medium\",$I17=8),Reference!$B$98,(IF(AND($F17=\"High\",$I17=8),Reference!$B$99,(IF(AND($F17=\"Standard\",$I17=9),Reference!$B$100,(IF(AND($F17=\"Medium\",$I17=9),Reference!$B$101,(IF(AND($F17=\"High\",$I17=9),Reference!$B$102,(IF(AND($F17=\"Standard\",$I17=11),Reference!$B$103,(IF(AND($F17=\"Medium\",$I17=11),Reference!$B$104,(IF(AND($F17=\"High\",$I17=11),Reference!$B$105,(IF(AND($F17=\"Standard\",$I17=12),Reference!$B$103,(IF(AND($F17=\"Medium\",$I17=12),Reference!$B$104,(IF(AND($F17=\"High\",$I17=12),Reference!$B$105,(IF(AND($F17=\"Standard\",$I17=13),Reference!$B$106,(IF(AND($F17=\"Medium\",$I17=13),Reference!$B$107,(IF(AND($F17=\"High\",$I17=13),Reference!$B$108,(IF(AND($F17=\"Standard\",$I17=16),Reference!$B$109,(IF(AND($F17=\"Medium\",$I17=16),Reference!$B$110,(IF(AND($F17=\"High\",$I17=16),Reference!$B$111,(IF(AND($F17=\"Standard\",$I17=17),Reference!$B$109,(IF(AND($F17=\"Medium\",$I17=17),Reference!$B$110,(IF(AND($F17=\"High\",$I17=17),Reference!$B$111,(IF(AND($F17=\"Standard\",$I17=18),Reference!$B$112,(IF(AND($F17=\"Medium\",$I17=18),Reference!$B$113,(IF(AND($F17=\"High\",$I17=18),Reference!$B$114,(IF(AND($F17=\"Standard\",$I17=21),Reference!$B$115,(IF(AND($F17=\"Medium\",$I17=21),Reference!$B$116,(IF(AND($F17=\"High\",$I17=21),Reference!$B$117,(IF(AND($F17=\"Standard\",$I17=23),Reference!$B$118,(IF(AND($F17=\"Medium\",$I17=23),Reference!$B$119,(IF(AND($F17=\"High\",$I17=23),Reference!$B$120,0))))))))))))))))))))))))))))))))))))))))))))))))))))))))))))))))))))))))))))))))))))),0)))","v":0},{"$f":"IF($D$3=\"UL\",(IF($G17>0,((IF(AND($F17=\"Standard\",$I17=2),Reference!$C$121,(IF(AND($F17=\"Medium\",$I17=2),Reference!$C$122,(IF(AND($F17=\"High\",$I17=2),Reference!$C$123,(IF(AND($F17=\"Standard\",$I17=3),Reference!$C$121,(IF(AND($F17=\"Medium\",$I17=3),Reference!$C$122,(IF(AND($F17=\"High\",$I17=3),Reference!$C$123,(IF(AND($F17=\"Standard\",$I17=4),Reference!$C$124,(IF(AND($F17=\"Medium\",$I17=4),Reference!$C$125,(IF(AND($F17=\"High\",$I17=4),Reference!$C$126,(IF(AND($F17=\"Standard\",$I17=7),Reference!$C$127,(IF(AND($F17=\"Medium\",$I17=7),Reference!$C$128,(IF(AND($F17=\"High\",$I17=7),Reference!$C$129,(IF(AND($F17=\"Standard\",$I17=8),Reference!$C$97,(IF(AND($F17=\"Medium\",$I17=8),Reference!$C$98,(IF(AND($F17=\"High\",$I17=8),Reference!$C$99,(IF(AND($F17=\"Standard\",$I17=9),Reference!$C$130,(IF(AND($F17=\"Medium\",$I17=9),Reference!$C$131,(IF(AND($F17=\"High\",$I17=9),Reference!$C$132,(IF(AND($F17=\"Standard\",$I17=11),Reference!$C$133,(IF(AND($F17=\"Medium\",$I17=11),Reference!$C$134,(IF(AND($F17=\"High\",$I17=11),Reference!$C$135,(IF(AND($F17=\"Standard\",$I17=12),Reference!$C$133,(IF(AND($F17=\"Medium\",$I17=12),Reference!$C$134,(IF(AND($F17=\"High\",$I17=12),Reference!$C$135,(IF(AND($F17=\"Standard\",$I17=13),Reference!$C$136,(IF(AND($F17=\"Medium\",$I17=13),Reference!$C$137,(IF(AND($F17=\"High\",$I17=13),Reference!$C$138,(IF(AND($F17=\"Standard\",$I17=16),Reference!$C$139,(IF(AND($F17=\"Medium\",$I17=16),Reference!$C$140,(IF(AND($F17=\"High\",$I17=16),Reference!$C$141,(IF(AND($F17=\"Standard\",$I17=17),Reference!$C$139,(IF(AND($F17=\"Medium\",$I17=17),Reference!$C$140,(IF(AND($F17=\"High\",$I17=17),Reference!$C$141,(IF(AND($F17=\"Standard\",$I17=18),Reference!$C$142,(IF(AND($F17=\"Medium\",$I17=18),Reference!$C$143,(IF(AND($F17=\"High\",$I17=18),Reference!$C$144,(IF(AND($F17=\"Standard\",$I17=21),Reference!$C$145,(IF(AND($F17=\"Medium\",$I17=21),Reference!$C$146,(IF(AND($F17=\"High\",$I17=21),Reference!$C$147,(IF(AND($F17=\"Standard\",$I17=23),Reference!$C$148,(IF(AND($F17=\"Medium\",$I17=23),Reference!$C$149,(IF(AND($F17=\"High\",$I17=23),Reference!$C$150,0))))))))))))))))))))))))))))))))))))))))))))))))))))))))))))))))))))))))))))))))))))),0)),(IF($G17>0,((IF(AND($F17=\"Standard\",$I17=2),Reference!$C$91,(IF(AND($F17=\"Medium\",$I17=2),Reference!$C$92,(IF(AND($F17=\"High\",$I17=2),Reference!$C$93,(IF(AND($F17=\"Standard\",$I17=3),Reference!$C$91,(IF(AND($F17=\"Medium\",$I17=3),Reference!$C$92,(IF(AND($F17=\"High\",$I17=3),Reference!$C$93,(IF(AND($F17=\"Standard\",$I17=4),Reference!$C$94,(IF(AND($F17=\"Medium\",$I17=4),Reference!$C$95,(IF(AND($F17=\"High\",$I17=4),Reference!$C$96,(IF(AND($F17=\"Standard\",$I17=7),Reference!$C$97,(IF(AND($F17=\"Medium\",$I17=7),Reference!$C$98,(IF(AND($F17=\"High\",$I17=7),Reference!$C$99,(IF(AND($F17=\"Standard\",$I17=8),Reference!$C$97,(IF(AND($F17=\"Medium\",$I17=8),Reference!$C$98,(IF(AND($F17=\"High\",$I17=8),Reference!$C$99,(IF(AND($F17=\"Standard\",$I17=9),Reference!$C$100,(IF(AND($F17=\"Medium\",$I17=9),Reference!$C$101,(IF(AND($F17=\"High\",$I17=9),Reference!$C$102,(IF(AND($F17=\"Standard\",$I17=11),Reference!$C$103,(IF(AND($F17=\"Medium\",$I17=11),Reference!$C$104,(IF(AND($F17=\"High\",$I17=11),Reference!$C$105,(IF(AND($F17=\"Standard\",$I17=12),Reference!$C$103,(IF(AND($F17=\"Medium\",$I17=12),Reference!$C$104,(IF(AND($F17=\"High\",$I17=12),Reference!$C$105,(IF(AND($F17=\"Standard\",$I17=13),Reference!$C$106,(IF(AND($F17=\"Medium\",$I17=13),Reference!$C$107,(IF(AND($F17=\"High\",$I17=13),Reference!$C$108,(IF(AND($F17=\"Standard\",$I17=16),Reference!$C$109,(IF(AND($F17=\"Medium\",$I17=16),Reference!$C$110,(IF(AND($F17=\"High\",$I17=16),Reference!$C$111,(IF(AND($F17=\"Standard\",$I17=17),Reference!$C$109,(IF(AND($F17=\"Medium\",$I17=17),Reference!$C$110,(IF(AND($F17=\"High\",$I17=17),Reference!$C$111,(IF(AND($F17=\"Standard\",$I17=18),Reference!$C$112,(IF(AND($F17=\"Medium\",$I17=18),Reference!$C$113,(IF(AND($F17=\"High\",$I17=18),Reference!$C$114,(IF(AND($F17=\"Standard\",$I17=21),Reference!$C$115,(IF(AND($F17=\"Medium\",$I17=21),Reference!$C$116,(IF(AND($F17=\"High\",$I17=21),Reference!$C$117,(IF(AND($F17=\"Standard\",$I17=23),Reference!$C$118,(IF(AND($F17=\"Medium\",$I17=23),Reference!$C$119,(IF(AND($F17=\"High\",$I17=23),Reference!$C$120,0))))))))))))))))))))))))))))))))))))))))))))))))))))))))))))))))))))))))))))))))))))),0)))","v":0},{"$f":"IF($D$3=\"UL\",(IF($G17>0,((IF(AND($F17=\"Standard\",$I17=2),Reference!$D$121,(IF(AND($F17=\"Medium\",$I17=2),Reference!$D$122,(IF(AND($F17=\"High\",$I17=2),Reference!$D$123,(IF(AND($F17=\"Standard\",$I17=3),Reference!$D$121,(IF(AND($F17=\"Medium\",$I17=3),Reference!$D$122,(IF(AND($F17=\"High\",$I17=3),Reference!$D$123,(IF(AND($F17=\"Standard\",$I17=4),Reference!$D$124,(IF(AND($F17=\"Medium\",$I17=4),Reference!$D$125,(IF(AND($F17=\"High\",$I17=4),Reference!$D$126,(IF(AND($F17=\"Standard\",$I17=7),Reference!$D$127,(IF(AND($F17=\"Medium\",$I17=7),Reference!$D$128,(IF(AND($F17=\"High\",$I17=7),Reference!$D$129,(IF(AND($F17=\"Standard\",$I17=8),Reference!$D$97,(IF(AND($F17=\"Medium\",$I17=8),Reference!$D$98,(IF(AND($F17=\"High\",$I17=8),Reference!$D$99,(IF(AND($F17=\"Standard\",$I17=9),Reference!$D$130,(IF(AND($F17=\"Medium\",$I17=9),Reference!$D$131,(IF(AND($F17=\"High\",$I17=9),Reference!$D$132,(IF(AND($F17=\"Standard\",$I17=11),Reference!$D$133,(IF(AND($F17=\"Medium\",$I17=11),Reference!$D$134,(IF(AND($F17=\"High\",$I17=11),Reference!$D$135,(IF(AND($F17=\"Standard\",$I17=12),Reference!$D$133,(IF(AND($F17=\"Medium\",$I17=12),Reference!$D$134,(IF(AND($F17=\"High\",$I17=12),Reference!$D$135,(IF(AND($F17=\"Standard\",$I17=13),Reference!$D$136,(IF(AND($F17=\"Medium\",$I17=13),Reference!$D$137,(IF(AND($F17=\"High\",$I17=13),Reference!$D$138,(IF(AND($F17=\"Standard\",$I17=16),Reference!$D$139,(IF(AND($F17=\"Medium\",$I17=16),Reference!$D$140,(IF(AND($F17=\"High\",$I17=16),Reference!$D$141,(IF(AND($F17=\"Standard\",$I17=17),Reference!$D$139,(IF(AND($F17=\"Medium\",$I17=17),Reference!$D$140,(IF(AND($F17=\"High\",$I17=17),Reference!$D$141,(IF(AND($F17=\"Standard\",$I17=18),Reference!$D$142,(IF(AND($F17=\"Medium\",$I17=18),Reference!$D$143,(IF(AND($F17=\"High\",$I17=18),Reference!$D$144,(IF(AND($F17=\"Standard\",$I17=21),Reference!$D$145,(IF(AND($F17=\"Medium\",$I17=21),Reference!$D$146,(IF(AND($F17=\"High\",$I17=21),Reference!$D$147,(IF(AND($F17=\"Standard\",$I17=23),Reference!$D$148,(IF(AND($F17=\"Medium\",$I17=23),Reference!$D$149,(IF(AND($F17=\"High\",$I17=23),Reference!$D$150,0))))))))))))))))))))))))))))))))))))))))))))))))))))))))))))))))))))))))))))))))))))),0)),(IF($G17>0,((IF(AND($F17=\"Standard\",$I17=2),Reference!$D$91,(IF(AND($F17=\"Medium\",$I17=2),Reference!$D$92,(IF(AND($F17=\"High\",$I17=2),Reference!$D$93,(IF(AND($F17=\"Standard\",$I17=3),Reference!$D$91,(IF(AND($F17=\"Medium\",$I17=3),Reference!$D$92,(IF(AND($F17=\"High\",$I17=3),Reference!$D$93,(IF(AND($F17=\"Standard\",$I17=4),Reference!$D$94,(IF(AND($F17=\"Medium\",$I17=4),Reference!$D$95,(IF(AND($F17=\"High\",$I17=4),Reference!$D$96,(IF(AND($F17=\"Standard\",$I17=7),Reference!$D$97,(IF(AND($F17=\"Medium\",$I17=7),Reference!$D$98,(IF(AND($F17=\"High\",$I17=7),Reference!$D$99,(IF(AND($F17=\"Standard\",$I17=8),Reference!$D$97,(IF(AND($F17=\"Medium\",$I17=8),Reference!$D$98,(IF(AND($F17=\"High\",$I17=8),Reference!$D$99,(IF(AND($F17=\"Standard\",$I17=9),Reference!$D$100,(IF(AND($F17=\"Medium\",$I17=9),Reference!$D$101,(IF(AND($F17=\"High\",$I17=9),Reference!$D$102,(IF(AND($F17=\"Standard\",$I17=11),Reference!$D$103,(IF(AND($F17=\"Medium\",$I17=11),Reference!$D$104,(IF(AND($F17=\"High\",$I17=11),Reference!$D$105,(IF(AND($F17=\"Standard\",$I17=12),Reference!$D$103,(IF(AND($F17=\"Medium\",$I17=12),Reference!$D$104,(IF(AND($F17=\"High\",$I17=12),Reference!$D$105,(IF(AND($F17=\"Standard\",$I17=13),Reference!$D$106,(IF(AND($F17=\"Medium\",$I17=13),Reference!$D$107,(IF(AND($F17=\"High\",$I17=13),Reference!$D$108,(IF(AND($F17=\"Standard\",$I17=16),Reference!$D$109,(IF(AND($F17=\"Medium\",$I17=16),Reference!$D$110,(IF(AND($F17=\"High\",$I17=16),Reference!$D$111,(IF(AND($F17=\"Standard\",$I17=17),Reference!$D$109,(IF(AND($F17=\"Medium\",$I17=17),Reference!$D$110,(IF(AND($F17=\"High\",$I17=17),Reference!$D$111,(IF(AND($F17=\"Standard\",$I17=18),Reference!$D$112,(IF(AND($F17=\"Medium\",$I17=18),Reference!$D$113,(IF(AND($F17=\"High\",$I17=18),Reference!$D$114,(IF(AND($F17=\"Standard\",$I17=21),Reference!$D$115,(IF(AND($F17=\"Medium\",$I17=21),Reference!$D$116,(IF(AND($F17=\"High\",$I17=21),Reference!$D$117,(IF(AND($F17=\"Standard\",$I17=23),Reference!$D$118,(IF(AND($F17=\"Medium\",$I17=23),Reference!$D$119,(IF(AND($F17=\"High\",$I17=23),Reference!$D$120,0))))))))))))))))))))))))))))))))))))))))))))))))))))))))))))))))))))))))))))))))))))),0)))","v":0},0,0,0,null,"No",0,0,0,0,{"$f":"IF($AN17=\"Yes\",IF($AO17=1,Reference!#REF!,IF($AO17=2,Reference!#REF!,IF($AO17=3,Reference!#REF!,0))),(IF($AP17=1,IF($AR17=2,Reference!$C$194,IF($AR17=3,Reference!$C$196,IF($AR17=4,Reference!$C$198,0))),IF($AP17=2,IF($AR17=3,Reference!$C$195,IF($AR17=4,Reference!$C$197,IF($AR17=5,Reference!$C$199,0))),0))))","v":0},{"$f":"IF(AN17=\"Yes\",IF($AO17=1,Reference!#REF!,IF($AO17=2,Reference!#REF!,IF($AO17=3,Reference!#REF!,0))),(IF($AP17=1,IF($AR17=2,Reference!$E$194,IF($AR17=3,Reference!$E$196,IF($AR17=4,Reference!$E$198,0))),IF($AP17=2,IF($AR17=3,Reference!$E$195,IF($AR17=4,Reference!$E$197,IF($AR17=5,Reference!$E$199,0))),0))))","v":0},{"$f":"IF($AN17=\"Yes\",IF($AO17=1,Reference!#REF!,IF($AO17=2,Reference!#REF!,IF($AO17=3,Reference!#REF!,0))),(IF($AP17=1,IF($AR17=2,Reference!$D$194,IF($AR17=3,Reference!$D$196,IF($AR17=4,Reference!$D$198,0))),IF($AP17=2,IF($AR17=3,Reference!$D$195,IF($AR17=4,Reference!$D$197,IF($AR17=5,Reference!$D$199,0))),0))))","v":0},0,"2. Data logger",0,0,null,{"$f":"IF($AX17=\"Yes\",(IF($AZ17=\"NU2\",Reference!$B$221,IF($AZ17=\"NU2D\",Reference!$B$222,IF($AZ17=\"NU5N\",Reference!$B$223,IF($AZ17=\"NU5DN\",Reference!$B$224,IF($AZ17=\"NU5DOData\",Reference!$B$225,IF($AZ17=\"NU5DOFD\",Reference!$B$227,\"\"))))))),0)","v":0},{"$f":"IF($AX17=\"Yes\",(IF($AZ17=\"NU2\",Reference!$D$221,IF($AZ17=\"NU2D\",Reference!$D$222,IF($AZ17=\"NU5N\",Reference!$D$223,IF($AZ17=\"NU5DN\",Reference!$D$224,IF($AZ17=\"NU5DOData\",Reference!$D$225,IF($AZ17=\"NU5DOFD\",Reference!$D$227,0))))))),0)","v":0},{"$f":"IF($AX17=\"Yes\",(IF($AZ17=\"NU2\",Reference!$E$221,IF($AZ17=\"NU2D\",Reference!$E$222,IF($AZ17=\"NU5N\",Reference!$E$223,IF($AZ17=\"NU5DN\",Reference!$E$224,IF($AZ17=\"NU5DOData\",Reference!$E$225,IF($AZ17=\"NU5DOFD\",Reference!$E$227,IF($AZ17=\"NU5DF\",Reference!$E$226,0)))))))),0)","v":0},null,null,null,0,{"$f":"IF($BE17=\"AD-10-1960\",Reference!$G$232,IF($BE17=\"AD-10-1963\",Reference!$G$233,IF($BE17=\"AD-10-1966\",Reference!$G$237,IF($BE17=\"AD-10-1975\",Reference!$G$237,IF($BE17=\"AD-10-1980\",Reference!$G$238,IF($BE17=\"AD-10-2000\",Reference!$G$235,IF($BE17=\"AD-10-2010\",Reference!$G$236,\"\")))))))","v":""},{"$f":"IF($BE17=\"AD-10-1960\",Reference!$F$232,IF($BE17=\"AD-10-1963\",Reference!$F$233,IF($BE17=\"AD-10-1966\",Reference!$F$237,IF($BE17=\"AD-10-1975\",Reference!$F$237,IF($BE17=\"AD-10-1980\",Reference!$F$238,IF($BE17=\"AD-10-2000\",Reference!$F$235,IF($BE17=\"AD-10-2010\",Reference!$F$236,\"\")))))))","v":""},{"$f":"IF($BE17=\"AD-10-1960\",Reference!$E$232,IF($BE17=\"AD-10-1963\",Reference!$E$233,IF($BE17=\"AD-10-1966\",Reference!$E$237,IF($BE17=\"AD-10-1975\",Reference!$E$237,IF($BE17=\"AD-10-1980\",Reference!$E$238,IF($BE17=\"AD-10-2000\",Reference!$E$235,IF($BE17=\"AD-10-2010\",Reference!$E$236,\"\")))))))","v":""},"24AH",0,{"$f":"(IF($D17>0,(IF($BL17=\"AD-05-5400\",'Battery Consumption'!$D$5,IF($BL17=\"AD-05-5410\",'Battery Consumption'!$D$6,IF($BL17=\"AD-05-5405\",'Battery Consumption'!$D$7,IF($BL17=\"AD-05-5415\",'Battery Consumption'!$D$8,IF($BL17=\"AD-05-5425\",'Battery Consumption'!$D$9,IF($BL17=\"AD-05-5420\",'Battery Consumption'!$D$10,IF($BL17=\"AD-05-5430\",'Battery Consumption'!$D$11,IF($BL17=\"AD-05-5440\",'Battery Consumption'!$D$12,IF($BL17=\"AD-05-5435\",'Battery Consumption'!$D$13,IF($BL17=\"AD-05-5445\",'Battery Consumption'!$D$14,IF($BL17=\"AD-05-5455\",'Battery Consumption'!$D$15,IF($BL17=\"AD-05-5450\",'Battery Consumption'!$D$16,IF($BL17=\"AD-05-5460\",'Battery Consumption'!$D$17,IF($BL17=\"AD-05-5465\",'Battery Consumption'!$D$18,IF($BL17=\"AD-05-5470\",'Battery Consumption'!$D$19,IF($BL17=\"AD-05-5401\",'Battery Consumption'!$D$20,IF($BL17=\"AD-05-5413\",'Battery Consumption'!$D$21,IF($BL17=\"AD-05-5406\",'Battery Consumption'!$D$22,IF($BL17=\"AD-05-5416\",'Battery Consumption'!$D$23,IF($BL17=\"AD-05-5426\",'Battery Consumption'!$D$24,IF($BL17=\"AD-05-5421\",'Battery Consumption'!$D$25,IF($BL17=\"AD-05-5432\",'Battery Consumption'!$D$26,IF($BL17=\"AD-05-5441\",'Battery Consumption'!$D$27,IF($BL17=\"AD-05-5437\",'Battery Consumption'!$D$28,IF($BL17=\"AD-05-5446\",'Battery Consumption'!$D$29,IF($BL17=\"AD-05-5456\",'Battery Consumption'!$D$30,IF($BL17=\"AD-05-5451\",'Battery Consumption'!$D$31,IF($BL17=\"AD-05-5461\",'Battery Consumption'!$D$32,IF($BL17=\"AD-05-5471\",'Battery Consumption'!$D$33,IF($BL17=\"AD-05-5466\",'Battery Consumption'!$D$34,0))))))))))))))))))))))))))))))),0))","v":0},0,{"$f":"(IF($D17>0,(IF($BL17=\"AD-05-5400\",'Battery Consumption'!$E$5,IF($BL17=\"AD-05-5410\",'Battery Consumption'!$E$6,IF($BL17=\"AD-05-5405\",'Battery Consumption'!$E$7,IF($BL17=\"AD-05-5415\",'Battery Consumption'!$E$8,IF($BL17=\"AD-05-5425\",'Battery Consumption'!$E$9,IF($BL17=\"AD-05-5420\",'Battery Consumption'!$E$10,IF($BL17=\"AD-05-5430\",'Battery Consumption'!$E$11,IF($BL17=\"AD-05-5440\",'Battery Consumption'!$E$12,IF($BL17=\"AD-05-5435\",'Battery Consumption'!$E$13,IF($BL17=\"AD-05-5445\",'Battery Consumption'!$E$14,IF($BL17=\"AD-05-5455\",'Battery Consumption'!$E$15,IF($BL17=\"AD-05-5450\",'Battery Consumption'!$E$16,IF($BL17=\"AD-05-5460\",'Battery Consumption'!$E$17,IF($BL17=\"AD-05-5465\",'Battery Consumption'!$E$18,IF($BL17=\"AD-05-5470\",'Battery Consumption'!$E$19,IF($BL17=\"AD-05-5401\",'Battery Consumption'!$E$20,IF($BL17=\"AD-05-5413\",'Battery Consumption'!$E$21,IF($BL17=\"AD-05-5406\",'Battery Consumption'!$E$22,IF($BL17=\"AD-05-5416\",'Battery Consumption'!$E$23,IF($BL17=\"AD-05-5426\",'Battery Consumption'!$E$24,IF($BL17=\"AD-05-5421\",'Battery Consumption'!$E$25,IF($BL17=\"AD-05-5432\",'Battery Consumption'!$E$26,IF($BL17=\"AD-05-5441\",'Battery Consumption'!$E$27,IF($BL17=\"AD-05-5437\",'Battery Consumption'!$E$28,IF($BL17=\"AD-05-5446\",'Battery Consumption'!$E$29,IF($BL17=\"AD-05-5456\",'Battery Consumption'!$E$30,IF($BL17=\"AD-05-5451\",'Battery Consumption'!$E$31,IF($BL17=\"AD-05-5461\",'Battery Consumption'!$E$32,IF($BL17=\"AD-05-5471\",'Battery Consumption'!$E$33,IF($BL17=\"AD-05-5466\",'Battery Consumption'!$E$34,0))))))))))))))))))))))))))))))),0))","v":0},0,0,{"$f":"IF($D17>0,(IF($BQ17<12,Reference!$J$259,IF($BQ17<24,Reference!$J$260,IF($BQ17<65,Reference!$J$260,\"Get your own\")))),0)","v":0},{"$f":"IF($D17>0,(IF($BQ17<12,Reference!$F$259,IF($BQ17<24,Reference!$F$260,IF($BQ17<65,Reference!$F$260,\"Get your own\")))),0)","v":0},{"$f":"IF($D17>0,(IF($BQ17<12,Reference!$H$259,IF($BQ17<24,Reference!$H$260,IF($BQ17<65,Reference!$H$260,\"Get your own\")))),0)","v":0},null,0,null,null,"AD-05-5455","Net-ProSens UL Silent-TP5",0,"FM"]
[12,null,null,null,null,null,0,0,0,0,0,0,0,0,0,null,{"$f":"IF($D$3=\"UL\",(IF(AND($G18=1,$H18=1),Reference!$C$53,IF(AND($G18=2,$H18=1),Reference!$C$54,IF(AND($G18=3,$H18=1),Reference!$C$55,IF(AND($G18=1,$H18=2),Reference!$C$56,IF(AND($G18=2,$H18=2),Reference!$C$57,IF(AND($G18=3,$H18=2),Reference!$C$58,IF(AND($G18=1,$H18=3),Reference!$C$59,IF(AND($G18=2,$H18=3),Reference!$C$60,IF(AND($G18=3,$H18=3),Reference!$C$61,IF(AND($G18=1,$H18=4),Reference!$C$62,IF(AND($G18=2,$H18=4),Reference!$C$63,IF(AND($G18=3,$H18=4),Reference!$C$64,IF(AND($G18=1,$H18=5),Reference!$C$65,IF(AND($G18=2,$H18=5),Reference!$C$66,IF(AND($G18=3,$H18=5),Reference!$C$67,0)))))))))))))))),(IF(AND($G18=1,$H18=1),Reference!$C$38,IF(AND($G18=2,$H18=1),Reference!$C$39,IF(AND($G18=3,$H18=1),Reference!$C$40,IF(AND($G18=1,$H18=2),Reference!$C$41,IF(AND($G18=2,$H18=2),Reference!$C$42,IF(AND($G18=3,$H18=2),Reference!$C$43,IF(AND($G18=1,$H18=3),Reference!$C$44,IF(AND($G18=2,$H18=3),Reference!$C$45,IF(AND($G18=3,$H18=3),Reference!$C$46,IF(AND($G18=1,$H18=4),Reference!$C$47,IF(AND($G18=2,$H18=4),Reference!$C$48,IF(AND($G18=3,$H18=4),Reference!$C$49,IF(AND($G18=1,$H18=5),Reference!$C$50,IF(AND($G18=2,$H18=5),Reference!$C$51,IF(AND($G18=3,$H18=5),Reference!$C$52,0)))))))))))))))))","v":0},{"$f":"IF($D$3=\"UL\",(IF(AND($G18=1,$H18=1),Reference!$B$53,IF(AND($G18=2,$H18=1),Reference!$B$54,IF(AND($G18=3,$H18=1),Reference!$B$55,IF(AND($G18=1,$H18=2),Reference!$B$56,IF(AND($G18=2,$H18=2),Reference!$B$57,IF(AND($G18=3,$H18=2),Reference!$B$58,IF(AND($G18=1,$H18=3),Reference!$B$59,IF(AND($G18=2,$H18=3),Reference!$B$60,IF(AND($G18=3,$H18=3),Reference!$B$61,IF(AND($G18=1,$H18=4),Reference!$B$62,IF(AND($G18=2,$H18=4),Reference!$B$63,IF(AND($G18=3,$H18=4),Reference!$B$64,IF(AND($G18=1,$H18=5),Reference!$B$65,IF(AND($G18=2,$H18=5),Reference!$B$66,IF(AND($G18=3,$H18=5),Reference!$B$67,0)))))))))))))))),(IF(AND($G18=1,$H18=1),Reference!$B$38,IF(AND($G18=2,$H18=1),Reference!$B$39,IF(AND($G18=3,$H18=1),Reference!$B$40,IF(AND($G18=1,$H18=2),Reference!$B$41,IF(AND($G18=2,$H18=2),Reference!$B$42,IF(AND($G18=3,$H18=2),Reference!$B$43,IF(AND($G18=1,$H18=3),Reference!$B$44,IF(AND($G18=2,$H18=3),Reference!$B$45,IF(AND($G18=3,$H18=3),Reference!$B$46,IF(AND($G18=1,$H18=4),Reference!$B$47,IF(AND($G18=2,$H18=4),Reference!$B$48,IF(AND($G18=3,$H18=4),Reference!$B$49,IF(AND($G18=1,$H18=5),Reference!$B$50,IF(AND($G18=2,$H18=5),Reference!$B$51,IF(AND($G18=3,$H18=5),Reference!$B$52,0)))))))))))))))))","v":0},0,0,null,0,0,null,null,null,null,null,0,0,null,null,{"$f":"IF($D$3=\"UL\",(IF($G18>0,((IF(AND($F18=\"Standard\",$I18=2),Reference!$B$121,(IF(AND($F18=\"Medium\",$I18=2),Reference!$B$122,(IF(AND($F18=\"High\",$I18=2),Reference!$B$123,(IF(AND($F18=\"Standard\",$I18=3),Reference!$B$121,(IF(AND($F18=\"Medium\",$I18=3),Reference!$B$122,(IF(AND($F18=\"High\",$I18=3),Reference!$B$123,(IF(AND($F18=\"Standard\",$I18=4),Reference!$B$124,(IF(AND($F18=\"Medium\",$I18=4),Reference!$B$125,(IF(AND($F18=\"High\",$I18=4),Reference!$B$126,(IF(AND($F18=\"Standard\",$I18=7),Reference!$B$127,(IF(AND($F18=\"Medium\",$I18=7),Reference!$B$128,(IF(AND($F18=\"High\",$I18=7),Reference!$B$129,(IF(AND($F18=\"Standard\",$I18=8),Reference!$B$97,(IF(AND($F18=\"Medium\",$I18=8),Reference!$B$98,(IF(AND($F18=\"High\",$I18=8),Reference!$B$99,(IF(AND($F18=\"Standard\",$I18=9),Reference!$B$130,(IF(AND($F18=\"Medium\",$I18=9),Reference!$B$131,(IF(AND($F18=\"High\",$I18=9),Reference!$B$132,(IF(AND($F18=\"Standard\",$I18=11),Reference!$B$133,(IF(AND($F18=\"Medium\",$I18=11),Reference!$B$134,(IF(AND($F18=\"High\",$I18=11),Reference!$B$135,(IF(AND($F18=\"Standard\",$I18=12),Reference!$B$133,(IF(AND($F18=\"Medium\",$I18=12),Reference!$B$134,(IF(AND($F18=\"High\",$I18=12),Reference!$B$135,(IF(AND($F18=\"Standard\",$I18=13),Reference!$B$136,(IF(AND($F18=\"Medium\",$I18=13),Reference!$B$137,(IF(AND($F18=\"High\",$I18=13),Reference!$B$138,(IF(AND($F18=\"Standard\",$I18=16),Reference!$B$139,(IF(AND($F18=\"Medium\",$I18=16),Reference!$B$140,(IF(AND($F18=\"High\",$I18=16),Reference!$B$141,(IF(AND($F18=\"Standard\",$I18=17),Reference!$B$139,(IF(AND($F18=\"Medium\",$I18=17),Reference!$B$140,(IF(AND($F18=\"High\",$I18=17),Reference!$B$141,(IF(AND($F18=\"Standard\",$I18=18),Reference!$B$142,(IF(AND($F18=\"Medium\",$I18=18),Reference!$B$143,(IF(AND($F18=\"High\",$I18=18),Reference!$B$144,(IF(AND($F18=\"Standard\",$I18=21),Reference!$B$145,(IF(AND($F18=\"Medium\",$I18=21),Reference!$B$146,(IF(AND($F18=\"High\",$I18=21),Reference!$B$147,(IF(AND($F18=\"Standard\",$I18=23),Reference!$B$148,(IF(AND($F18=\"Medium\",$I18=23),Reference!$B$149,(IF(AND($F18=\"High\",$I18=23),Reference!$B$150,0))))))))))))))))))))))))))))))))))))))))))))))))))))))))))))))))))))))))))))))))))))),0)),(IF($G18>0,((IF(AND($F18=\"Standard\",$I18=2),Reference!$B$91,(IF(AND($F18=\"Medium\",$I18=2),Reference!$B$92,(IF(AND($F18=\"High\",$I18=2),Reference!$B$93,(IF(AND($F18=\"Standard\",$I18=3),Reference!$B$91,(IF(AND($F18=\"Medium\",$I18=3),Reference!$B$92,(IF(AND($F18=\"High\",$I18=3),Reference!$B$93,(IF(AND($F18=\"Standard\",$I18=4),Reference!$B$94,(IF(AND($F18=\"Medium\",$I18=4),Reference!$B$95,(IF(AND($F18=\"High\",$I18=4),Reference!$B$96,(IF(AND($F18=\"Standard\",$I18=7),Reference!$B$97,(IF(AND($F18=\"Medium\",$I18=7),Reference!$B$98,(IF(AND($F18=\"High\",$I18=7),Reference!$B$99,(IF(AND($F18=\"Standard\",$I18=8),Reference!$B$97,(IF(AND($F18=\"Medium\",$I18=8),Reference!$B$98,(IF(AND($F18=\"High\",$I18=8),Reference!$B$99,(IF(AND($F18=\"Standard\",$I18=9),Reference!$B$100,(IF(AND($F18=\"Medium\",$I18=9),Reference!$B$101,(IF(AND($F18=\"High\",$I18=9),Reference!$B$102,(IF(AND($F18=\"Standard\",$I18=11),Reference!$B$103,(IF(AND($F18=\"Medium\",$I18=11),Reference!$B$104,(IF(AND($F18=\"High\",$I18=11),Reference!$B$105,(IF(AND($F18=\"Standard\",$I18=12),Reference!$B$103,(IF(AND($F18=\"Medium\",$I18=12),Reference!$B$104,(IF(AND($F18=\"High\",$I18=12),Reference!$B$105,(IF(AND($F18=\"Standard\",$I18=13),Reference!$B$106,(IF(AND($F18=\"Medium\",$I18=13),Reference!$B$107,(IF(AND($F18=\"High\",$I18=13),Reference!$B$108,(IF(AND($F18=\"Standard\",$I18=16),Reference!$B$109,(IF(AND($F18=\"Medium\",$I18=16),Reference!$B$110,(IF(AND($F18=\"High\",$I18=16),Reference!$B$111,(IF(AND($F18=\"Standard\",$I18=17),Reference!$B$109,(IF(AND($F18=\"Medium\",$I18=17),Reference!$B$110,(IF(AND($F18=\"High\",$I18=17),Reference!$B$111,(IF(AND($F18=\"Standard\",$I18=18),Reference!$B$112,(IF(AND($F18=\"Medium\",$I18=18),Reference!$B$113,(IF(AND($F18=\"High\",$I18=18),Reference!$B$114,(IF(AND($F18=\"Standard\",$I18=21),Reference!$B$115,(IF(AND($F18=\"Medium\",$I18=21),Reference!$B$116,(IF(AND($F18=\"High\",$I18=21),Reference!$B$117,(IF(AND($F18=\"Standard\",$I18=23),Reference!$B$118,(IF(AND($F18=\"Medium\",$I18=23),Reference!$B$119,(IF(AND($F18=\"High\",$I18=23),Reference!$B$120,0))))))))))))))))))))))))))))))))))))))))))))))))))))))))))))))))))))))))))))))))))))),0)))","v":0},{"$f":"IF($D$3=\"UL\",(IF($G18>0,((IF(AND($F18=\"Standard\",$I18=2),Reference!$C$121,(IF(AND($F18=\"Medium\",$I18=2),Reference!$C$122,(IF(AND($F18=\"High\",$I18=2),Reference!$C$123,(IF(AND($F18=\"Standard\",$I18=3),Reference!$C$121,(IF(AND($F18=\"Medium\",$I18=3),Reference!$C$122,(IF(AND($F18=\"High\",$I18=3),Reference!$C$123,(IF(AND($F18=\"Standard\",$I18=4),Reference!$C$124,(IF(AND($F18=\"Medium\",$I18=4),Reference!$C$125,(IF(AND($F18=\"High\",$I18=4),Reference!$C$126,(IF(AND($F18=\"Standard\",$I18=7),Reference!$C$127,(IF(AND($F18=\"Medium\",$I18=7),Reference!$C$128,(IF(AND($F18=\"High\",$I18=7),Reference!$C$129,(IF(AND($F18=\"Standard\",$I18=8),Reference!$C$97,(IF(AND($F18=\"Medium\",$I18=8),Reference!$C$98,(IF(AND($F18=\"High\",$I18=8),Reference!$C$99,(IF(AND($F18=\"Standard\",$I18=9),Reference!$C$130,(IF(AND($F18=\"Medium\",$I18=9),Reference!$C$131,(IF(AND($F18=\"High\",$I18=9),Reference!$C$132,(IF(AND($F18=\"Standard\",$I18=11),Reference!$C$133,(IF(AND($F18=\"Medium\",$I18=11),Reference!$C$134,(IF(AND($F18=\"High\",$I18=11),Reference!$C$135,(IF(AND($F18=\"Standard\",$I18=12),Reference!$C$133,(IF(AND($F18=\"Medium\",$I18=12),Reference!$C$134,(IF(AND($F18=\"High\",$I18=12),Reference!$C$135,(IF(AND($F18=\"Standard\",$I18=13),Reference!$C$136,(IF(AND($F18=\"Medium\",$I18=13),Reference!$C$137,(IF(AND($F18=\"High\",$I18=13),Reference!$C$138,(IF(AND($F18=\"Standard\",$I18=16),Reference!$C$139,(IF(AND($F18=\"Medium\",$I18=16),Reference!$C$140,(IF(AND($F18=\"High\",$I18=16),Reference!$C$141,(IF(AND($F18=\"Standard\",$I18=17),Reference!$C$139,(IF(AND($F18=\"Medium\",$I18=17),Reference!$C$140,(IF(AND($F18=\"High\",$I18=17),Reference!$C$141,(IF(AND($F18=\"Standard\",$I18=18),Reference!$C$142,(IF(AND($F18=\"Medium\",$I18=18),Reference!$C$143,(IF(AND($F18=\"High\",$I18=18),Reference!$C$144,(IF(AND($F18=\"Standard\",$I18=21),Reference!$C$145,(IF(AND($F18=\"Medium\",$I18=21),Reference!$C$146,(IF(AND($F18=\"High\",$I18=21),Reference!$C$147,(IF(AND($F18=\"Standard\",$I18=23),Reference!$C$148,(IF(AND($F18=\"Medium\",$I18=23),Reference!$C$149,(IF(AND($F18=\"High\",$I18=23),Reference!$C$150,0))))))))))))))))))))))))))))))))))))))))))))))))))))))))))))))))))))))))))))))))))))),0)),(IF($G18>0,((IF(AND($F18=\"Standard\",$I18=2),Reference!$C$91,(IF(AND($F18=\"Medium\",$I18=2),Reference!$C$92,(IF(AND($F18=\"High\",$I18=2),Reference!$C$93,(IF(AND($F18=\"Standard\",$I18=3),Reference!$C$91,(IF(AND($F18=\"Medium\",$I18=3),Reference!$C$92,(IF(AND($F18=\"High\",$I18=3),Reference!$C$93,(IF(AND($F18=\"Standard\",$I18=4),Reference!$C$94,(IF(AND($F18=\"Medium\",$I18=4),Reference!$C$95,(IF(AND($F18=\"High\",$I18=4),Reference!$C$96,(IF(AND($F18=\"Standard\",$I18=7),Reference!$C$97,(IF(AND($F18=\"Medium\",$I18=7),Reference!$C$98,(IF(AND($F18=\"High\",$I18=7),Reference!$C$99,(IF(AND($F18=\"Standard\",$I18=8),Reference!$C$97,(IF(AND($F18=\"Medium\",$I18=8),Reference!$C$98,(IF(AND($F18=\"High\",$I18=8),Reference!$C$99,(IF(AND($F18=\"Standard\",$I18=9),Reference!$C$100,(IF(AND($F18=\"Medium\",$I18=9),Reference!$C$101,(IF(AND($F18=\"High\",$I18=9),Reference!$C$102,(IF(AND($F18=\"Standard\",$I18=11),Reference!$C$103,(IF(AND($F18=\"Medium\",$I18=11),Reference!$C$104,(IF(AND($F18=\"High\",$I18=11),Reference!$C$105,(IF(AND($F18=\"Standard\",$I18=12),Reference!$C$103,(IF(AND($F18=\"Medium\",$I18=12),Reference!$C$104,(IF(AND($F18=\"High\",$I18=12),Reference!$C$105,(IF(AND($F18=\"Standard\",$I18=13),Reference!$C$106,(IF(AND($F18=\"Medium\",$I18=13),Reference!$C$107,(IF(AND($F18=\"High\",$I18=13),Reference!$C$108,(IF(AND($F18=\"Standard\",$I18=16),Reference!$C$109,(IF(AND($F18=\"Medium\",$I18=16),Reference!$C$110,(IF(AND($F18=\"High\",$I18=16),Reference!$C$111,(IF(AND($F18=\"Standard\",$I18=17),Reference!$C$109,(IF(AND($F18=\"Medium\",$I18=17),Reference!$C$110,(IF(AND($F18=\"High\",$I18=17),Reference!$C$111,(IF(AND($F18=\"Standard\",$I18=18),Reference!$C$112,(IF(AND($F18=\"Medium\",$I18=18),Reference!$C$113,(IF(AND($F18=\"High\",$I18=18),Reference!$C$114,(IF(AND($F18=\"Standard\",$I18=21),Reference!$C$115,(IF(AND($F18=\"Medium\",$I18=21),Reference!$C$116,(IF(AND($F18=\"High\",$I18=21),Reference!$C$117,(IF(AND($F18=\"Standard\",$I18=23),Reference!$C$118,(IF(AND($F18=\"Medium\",$I18=23),Reference!$C$119,(IF(AND($F18=\"High\",$I18=23),Reference!$C$120,0))))))))))))))))))))))))))))))))))))))))))))))))))))))))))))))))))))))))))))))))))))),0)))","v":0},{"$f":"IF($D$3=\"UL\",(IF($G18>0,((IF(AND($F18=\"Standard\",$I18=2),Reference!$D$121,(IF(AND($F18=\"Medium\",$I18=2),Reference!$D$122,(IF(AND($F18=\"High\",$I18=2),Reference!$D$123,(IF(AND($F18=\"Standard\",$I18=3),Reference!$D$121,(IF(AND($F18=\"Medium\",$I18=3),Reference!$D$122,(IF(AND($F18=\"High\",$I18=3),Reference!$D$123,(IF(AND($F18=\"Standard\",$I18=4),Reference!$D$124,(IF(AND($F18=\"Medium\",$I18=4),Reference!$D$125,(IF(AND($F18=\"High\",$I18=4),Reference!$D$126,(IF(AND($F18=\"Standard\",$I18=7),Reference!$D$127,(IF(AND($F18=\"Medium\",$I18=7),Reference!$D$128,(IF(AND($F18=\"High\",$I18=7),Reference!$D$129,(IF(AND($F18=\"Standard\",$I18=8),Reference!$D$97,(IF(AND($F18=\"Medium\",$I18=8),Reference!$D$98,(IF(AND($F18=\"High\",$I18=8),Reference!$D$99,(IF(AND($F18=\"Standard\",$I18=9),Reference!$D$130,(IF(AND($F18=\"Medium\",$I18=9),Reference!$D$131,(IF(AND($F18=\"High\",$I18=9),Reference!$D$132,(IF(AND($F18=\"Standard\",$I18=11),Reference!$D$133,(IF(AND($F18=\"Medium\",$I18=11),Reference!$D$134,(IF(AND($F18=\"High\",$I18=11),Reference!$D$135,(IF(AND($F18=\"Standard\",$I18=12),Reference!$D$133,(IF(AND($F18=\"Medium\",$I18=12),Reference!$D$134,(IF(AND($F18=\"High\",$I18=12),Reference!$D$135,(IF(AND($F18=\"Standard\",$I18=13),Reference!$D$136,(IF(AND($F18=\"Medium\",$I18=13),Reference!$D$137,(IF(AND($F18=\"High\",$I18=13),Reference!$D$138,(IF(AND($F18=\"Standard\",$I18=16),Reference!$D$139,(IF(AND($F18=\"Medium\",$I18=16),Reference!$D$140,(IF(AND($F18=\"High\",$I18=16),Reference!$D$141,(IF(AND($F18=\"Standard\",$I18=17),Reference!$D$139,(IF(AND($F18=\"Medium\",$I18=17),Reference!$D$140,(IF(AND($F18=\"High\",$I18=17),Reference!$D$141,(IF(AND($F18=\"Standard\",$I18=18),Reference!$D$142,(IF(AND($F18=\"Medium\",$I18=18),Reference!$D$143,(IF(AND($F18=\"High\",$I18=18),Reference!$D$144,(IF(AND($F18=\"Standard\",$I18=21),Reference!$D$145,(IF(AND($F18=\"Medium\",$I18=21),Reference!$D$146,(IF(AND($F18=\"High\",$I18=21),Reference!$D$147,(IF(AND($F18=\"Standard\",$I18=23),Reference!$D$148,(IF(AND($F18=\"Medium\",$I18=23),Reference!$D$149,(IF(AND($F18=\"High\",$I18=23),Reference!$D$150,0))))))))))))))))))))))))))))))))))))))))))))))))))))))))))))))))))))))))))))))))))))),0)),(IF($G18>0,((IF(AND($F18=\"Standard\",$I18=2),Reference!$D$91,(IF(AND($F18=\"Medium\",$I18=2),Reference!$D$92,(IF(AND($F18=\"High\",$I18=2),Reference!$D$93,(IF(AND($F18=\"Standard\",$I18=3),Reference!$D$91,(IF(AND($F18=\"Medium\",$I18=3),Reference!$D$92,(IF(AND($F18=\"High\",$I18=3),Reference!$D$93,(IF(AND($F18=\"Standard\",$I18=4),Reference!$D$94,(IF(AND($F18=\"Medium\",$I18=4),Reference!$D$95,(IF(AND($F18=\"High\",$I18=4),Reference!$D$96,(IF(AND($F18=\"Standard\",$I18=7),Reference!$D$97,(IF(AND($F18=\"Medium\",$I18=7),Reference!$D$98,(IF(AND($F18=\"High\",$I18=7),Reference!$D$99,(IF(AND($F18=\"Standard\",$I18=8),Reference!$D$97,(IF(AND($F18=\"Medium\",$I18=8),Reference!$D$98,(IF(AND($F18=\"High\",$I18=8),Reference!$D$99,(IF(AND($F18=\"Standard\",$I18=9),Reference!$D$100,(IF(AND($F18=\"Medium\",$I18=9),Reference!$D$101,(IF(AND($F18=\"High\",$I18=9),Reference!$D$102,(IF(AND($F18=\"Standard\",$I18=11),Reference!$D$103,(IF(AND($F18=\"Medium\",$I18=11),Reference!$D$104,(IF(AND($F18=\"High\",$I18=11),Reference!$D$105,(IF(AND($F18=\"Standard\",$I18=12),Reference!$D$103,(IF(AND($F18=\"Medium\",$I18=12),Reference!$D$104,(IF(AND($F18=\"High\",$I18=12),Reference!$D$105,(IF(AND($F18=\"Standard\",$I18=13),Reference!$D$106,(IF(AND($F18=\"Medium\",$I18=13),Reference!$D$107,(IF(AND($F18=\"High\",$I18=13),Reference!$D$108,(IF(AND($F18=\"Standard\",$I18=16),Reference!$D$109,(IF(AND($F18=\"Medium\",$I18=16),Reference!$D$110,(IF(AND($F18=\"High\",$I18=16),Reference!$D$111,(IF(AND($F18=\"Standard\",$I18=17),Reference!$D$109,(IF(AND($F18=\"Medium\",$I18=17),Reference!$D$110,(IF(AND($F18=\"High\",$I18=17),Reference!$D$111,(IF(AND($F18=\"Standard\",$I18=18),Reference!$D$112,(IF(AND($F18=\"Medium\",$I18=18),Reference!$D$113,(IF(AND($F18=\"High\",$I18=18),Reference!$D$114,(IF(AND($F18=\"Standard\",$I18=21),Reference!$D$115,(IF(AND($F18=\"Medium\",$I18=21),Reference!$D$116,(IF(AND($F18=\"High\",$I18=21),Reference!$D$117,(IF(AND($F18=\"Standard\",$I18=23),Reference!$D$118,(IF(AND($F18=\"Medium\",$I18=23),Reference!$D$119,(IF(AND($F18=\"High\",$I18=23),Reference!$D$120,0))))))))))))))))))))))))))))))))))))))))))))))))))))))))))))))))))))))))))))))))))))),0)))","v":0},0,0,0,"1 Alarm Front Film","No",0,0,0,0,{"$f":"IF($AN18=\"Yes\",IF($AO18=1,Reference!#REF!,IF($AO18=2,Reference!#REF!,IF($AO18=3,Reference!#REF!,0))),(IF($AP18=1,IF($AR18=2,Reference!$C$194,IF($AR18=3,Reference!$C$196,IF($AR18=4,Reference!$C$198,0))),IF($AP18=2,IF($AR18=3,Reference!$C$195,IF($AR18=4,Reference!$C$197,IF($AR18=5,Reference!$C$199,0))),0))))","v":0},{"$f":"IF(AN18=\"Yes\",IF($AO18=1,Reference!#REF!,IF($AO18=2,Reference!#REF!,IF($AO18=3,Reference!#REF!,0))),(IF($AP18=1,IF($AR18=2,Reference!$E$194,IF($AR18=3,Reference!$E$196,IF($AR18=4,Reference!$E$198,0))),IF($AP18=2,IF($AR18=3,Reference!$E$195,IF($AR18=4,Reference!$E$197,IF($AR18=5,Reference!$E$199,0))),0))))","v":0},{"$f":"IF($AN18=\"Yes\",IF($AO18=1,Reference!#REF!,IF($AO18=2,Reference!#REF!,IF($AO18=3,Reference!#REF!,0))),(IF($AP18=1,IF($AR18=2,Reference!$D$194,IF($AR18=3,Reference!$D$196,IF($AR18=4,Reference!$D$198,0))),IF($AP18=2,IF($AR18=3,Reference!$D$195,IF($AR18=4,Reference!$D$197,IF($AR18=5,Reference!$D$199,0))),0))))","v":0},0,"3. Network &",0,0,null,{"$f":"IF($AX18=\"Yes\",(IF($AZ18=\"NU2\",Reference!$B$221,IF($AZ18=\"NU2D\",Reference!$B$222,IF($AZ18=\"NU5N\",Reference!$B$223,IF($AZ18=\"NU5DN\",Reference!$B$224,IF($AZ18=\"NU5DOData\",Reference!$B$225,IF($AZ18=\"NU5DOFD\",Reference!$B$227,\"\"))))))),0)","v":0},{"$f":"IF($AX18=\"Yes\",(IF($AZ18=\"NU2\",Reference!$D$221,IF($AZ18=\"NU2D\",Reference!$D$222,IF($AZ18=\"NU5N\",Reference!$D$223,IF($AZ18=\"NU5DN\",Reference!$D$224,IF($AZ18=\"NU5DOData\",Reference!$D$225,IF($AZ18=\"NU5DOFD\",Reference!$D$227,0))))))),0)","v":0},{"$f":"IF($AX18=\"Yes\",(IF($AZ18=\"NU2\",Reference!$E$221,IF($AZ18=\"NU2D\",Reference!$E$222,IF($AZ18=\"NU5N\",Reference!$E$223,IF($AZ18=\"NU5DN\",Reference!$E$224,IF($AZ18=\"NU5DOData\",Reference!$E$225,IF($AZ18=\"NU5DOFD\",Reference!$E$227,IF($AZ18=\"NU5DF\",Reference!$E$226,0)))))))),0)","v":0},null,null,null,0,{"$f":"IF($BE18=\"AD-10-1960\",Reference!$G$232,IF($BE18=\"AD-10-1963\",Reference!$G$233,IF($BE18=\"AD-10-1966\",Reference!$G$237,IF($BE18=\"AD-10-1975\",Reference!$G$237,IF($BE18=\"AD-10-1980\",Reference!$G$238,IF($BE18=\"AD-10-2000\",Reference!$G$235,IF($BE18=\"AD-10-2010\",Reference!$G$236,\"\")))))))","v":""},{"$f":"IF($BE18=\"AD-10-1960\",Reference!$F$232,IF($BE18=\"AD-10-1963\",Reference!$F$233,IF($BE18=\"AD-10-1966\",Reference!$F$237,IF($BE18=\"AD-10-1975\",Reference!$F$237,IF($BE18=\"AD-10-1980\",Reference!$F$238,IF($BE18=\"AD-10-2000\",Reference!$F$235,IF($BE18=\"AD-10-2010\",Reference!$F$236,\"\")))))))","v":""},{"$f":"IF($BE18=\"AD-10-1960\",Reference!$E$232,IF($BE18=\"AD-10-1963\",Reference!$E$233,IF($BE18=\"AD-10-1966\",Reference!$E$237,IF($BE18=\"AD-10-1975\",Reference!$E$237,IF($BE18=\"AD-10-1980\",Reference!$E$238,IF($BE18=\"AD-10-2000\",Reference!$E$235,IF($BE18=\"AD-10-2010\",Reference!$E$236,\"\")))))))","v":""},"65AH",0,{"$f":"(IF($D18>0,(IF($BL18=\"AD-05-5400\",'Battery Consumption'!$D$5,IF($BL18=\"AD-05-5410\",'Battery Consumption'!$D$6,IF($BL18=\"AD-05-5405\",'Battery Consumption'!$D$7,IF($BL18=\"AD-05-5415\",'Battery Consumption'!$D$8,IF($BL18=\"AD-05-5425\",'Battery Consumption'!$D$9,IF($BL18=\"AD-05-5420\",'Battery Consumption'!$D$10,IF($BL18=\"AD-05-5430\",'Battery Consumption'!$D$11,IF($BL18=\"AD-05-5440\",'Battery Consumption'!$D$12,IF($BL18=\"AD-05-5435\",'Battery Consumption'!$D$13,IF($BL18=\"AD-05-5445\",'Battery Consumption'!$D$14,IF($BL18=\"AD-05-5455\",'Battery Consumption'!$D$15,IF($BL18=\"AD-05-5450\",'Battery Consumption'!$D$16,IF($BL18=\"AD-05-5460\",'Battery Consumption'!$D$17,IF($BL18=\"AD-05-5465\",'Battery Consumption'!$D$18,IF($BL18=\"AD-05-5470\",'Battery Consumption'!$D$19,IF($BL18=\"AD-05-5401\",'Battery Consumption'!$D$20,IF($BL18=\"AD-05-5413\",'Battery Consumption'!$D$21,IF($BL18=\"AD-05-5406\",'Battery Consumption'!$D$22,IF($BL18=\"AD-05-5416\",'Battery Consumption'!$D$23,IF($BL18=\"AD-05-5426\",'Battery Consumption'!$D$24,IF($BL18=\"AD-05-5421\",'Battery Consumption'!$D$25,IF($BL18=\"AD-05-5432\",'Battery Consumption'!$D$26,IF($BL18=\"AD-05-5441\",'Battery Consumption'!$D$27,IF($BL18=\"AD-05-5437\",'Battery Consumption'!$D$28,IF($BL18=\"AD-05-5446\",'Battery Consumption'!$D$29,IF($BL18=\"AD-05-5456\",'Battery Consumption'!$D$30,IF($BL18=\"AD-05-5451\",'Battery Consumption'!$D$31,IF($BL18=\"AD-05-5461\",'Battery Consumption'!$D$32,IF($BL18=\"AD-05-5471\",'Battery Consumption'!$D$33,IF($BL18=\"AD-05-5466\",'Battery Consumption'!$D$34,0))))))))))))))))))))))))))))))),0))","v":0},0,{"$f":"(IF($D18>0,(IF($BL18=\"AD-05-5400\",'Battery Consumption'!$E$5,IF($BL18=\"AD-05-5410\",'Battery Consumption'!$E$6,IF($BL18=\"AD-05-5405\",'Battery Consumption'!$E$7,IF($BL18=\"AD-05-5415\",'Battery Consumption'!$E$8,IF($BL18=\"AD-05-5425\",'Battery Consumption'!$E$9,IF($BL18=\"AD-05-5420\",'Battery Consumption'!$E$10,IF($BL18=\"AD-05-5430\",'Battery Consumption'!$E$11,IF($BL18=\"AD-05-5440\",'Battery Consumption'!$E$12,IF($BL18=\"AD-05-5435\",'Battery Consumption'!$E$13,IF($BL18=\"AD-05-5445\",'Battery Consumption'!$E$14,IF($BL18=\"AD-05-5455\",'Battery Consumption'!$E$15,IF($BL18=\"AD-05-5450\",'Battery Consumption'!$E$16,IF($BL18=\"AD-05-5460\",'Battery Consumption'!$E$17,IF($BL18=\"AD-05-5465\",'Battery Consumption'!$E$18,IF($BL18=\"AD-05-5470\",'Battery Consumption'!$E$19,IF($BL18=\"AD-05-5401\",'Battery Consumption'!$E$20,IF($BL18=\"AD-05-5413\",'Battery Consumption'!$E$21,IF($BL18=\"AD-05-5406\",'Battery Consumption'!$E$22,IF($BL18=\"AD-05-5416\",'Battery Consumption'!$E$23,IF($BL18=\"AD-05-5426\",'Battery Consumption'!$E$24,IF($BL18=\"AD-05-5421\",'Battery Consumption'!$E$25,IF($BL18=\"AD-05-5432\",'Battery Consumption'!$E$26,IF($BL18=\"AD-05-5441\",'Battery Consumption'!$E$27,IF($BL18=\"AD-05-5437\",'Battery Consumption'!$E$28,IF($BL18=\"AD-05-5446\",'Battery Consumption'!$E$29,IF($BL18=\"AD-05-5456\",'Battery Consumption'!$E$30,IF($BL18=\"AD-05-5451\",'Battery Consumption'!$E$31,IF($BL18=\"AD-05-5461\",'Battery Consumption'!$E$32,IF($BL18=\"AD-05-5471\",'Battery Consumption'!$E$33,IF($BL18=\"AD-05-5466\",'Battery Consumption'!$E$34,0))))))))))))))))))))))))))))))),0))","v":0},0,0,{"$f":"IF($D18>0,(IF($BQ18<12,Reference!$J$259,IF($BQ18<24,Reference!$J$260,IF($BQ18<65,Reference!$J$260,\"Get your own\")))),0)","v":0},{"$f":"IF($D18>0,(IF($BQ18<12,Reference!$F$259,IF($BQ18<24,Reference!$F$260,IF($BQ18<65,Reference!$F$260,\"Get your own\")))),0)","v":0},{"$f":"IF($D18>0,(IF($BQ18<12,Reference!$H$259,IF($BQ18<24,Reference!$H$260,IF($BQ18<65,Reference!$H$260,\"Get your own\")))),0)","v":0},null,0,null,null,"AD-05-5450","Net-ProSens UL Freeze-TP5",{"$f":"SUMIF($Q$7:$Q$44,BY18, $D$7:$D$44)","v":0},"FM"]
[13,null,null,null,null,null,0,0,0,0,0,0,0,0,0,null,{"$f":"IF($D$3=\"UL\",(IF(AND($G19=1,$H19=1),Reference!$C$53,IF(AND($G19=2,$H19=1),Reference!$C$54,IF(AND($G19=3,$H19=1),Reference!$C$55,IF(AND($G19=1,$H19=2),Reference!$C$56,IF(AND($G19=2,$H19=2),Reference!$C$57,IF(AND($G19=3,$H19=2),Reference!$C$58,IF(AND($G19=1,$H19=3),Reference!$C$59,IF(AND($G19=2,$H19=3),Reference!$C$60,IF(AND($G19=3,$H19=3),Reference!$C$61,IF(AND($G19=1,$H19=4),Reference!$C$62,IF(AND($G19=2,$H19=4),Reference!$C$63,IF(AND($G19=3,$H19=4),Reference!$C$64,IF(AND($G19=1,$H19=5),Reference!$C$65,IF(AND($G19=2,$H19=5),Reference!$C$66,IF(AND($G19=3,$H19=5),Reference!$C$67,0)))))))))))))))),(IF(AND($G19=1,$H19=1),Reference!$C$38,IF(AND($G19=2,$H19=1),Reference!$C$39,IF(AND($G19=3,$H19=1),Reference!$C$40,IF(AND($G19=1,$H19=2),Reference!$C$41,IF(AND($G19=2,$H19=2),Reference!$C$42,IF(AND($G19=3,$H19=2),Reference!$C$43,IF(AND($G19=1,$H19=3),Reference!$C$44,IF(AND($G19=2,$H19=3),Reference!$C$45,IF(AND($G19=3,$H19=3),Reference!$C$46,IF(AND($G19=1,$H19=4),Reference!$C$47,IF(AND($G19=2,$H19=4),Reference!$C$48,IF(AND($G19=3,$H19=4),Reference!$C$49,IF(AND($G19=1,$H19=5),Reference!$C$50,IF(AND($G19=2,$H19=5),Reference!$C$51,IF(AND($G19=3,$H19=5),Reference!$C$52,0)))))))))))))))))","v":0},{"$f":"IF($D$3=\"UL\",(IF(AND($G19=1,$H19=1),Reference!$B$53,IF(AND($G19=2,$H19=1),Reference!$B$54,IF(AND($G19=3,$H19=1),Reference!$B$55,IF(AND($G19=1,$H19=2),Reference!$B$56,IF(AND($G19=2,$H19=2),Reference!$B$57,IF(AND($G19=3,$H19=2),Reference!$B$58,IF(AND($G19=1,$H19=3),Reference!$B$59,IF(AND($G19=2,$H19=3),Reference!$B$60,IF(AND($G19=3,$H19=3),Reference!$B$61,IF(AND($G19=1,$H19=4),Reference!$B$62,IF(AND($G19=2,$H19=4),Reference!$B$63,IF(AND($G19=3,$H19=4),Reference!$B$64,IF(AND($G19=1,$H19=5),Reference!$B$65,IF(AND($G19=2,$H19=5),Reference!$B$66,IF(AND($G19=3,$H19=5),Reference!$B$67,0)))))))))))))))),(IF(AND($G19=1,$H19=1),Reference!$B$38,IF(AND($G19=2,$H19=1),Reference!$B$39,IF(AND($G19=3,$H19=1),Reference!$B$40,IF(AND($G19=1,$H19=2),Reference!$B$41,IF(AND($G19=2,$H19=2),Reference!$B$42,IF(AND($G19=3,$H19=2),Reference!$B$43,IF(AND($G19=1,$H19=3),Reference!$B$44,IF(AND($G19=2,$H19=3),Reference!$B$45,IF(AND($G19=3,$H19=3),Reference!$B$46,IF(AND($G19=1,$H19=4),Reference!$B$47,IF(AND($G19=2,$H19=4),Reference!$B$48,IF(AND($G19=3,$H19=4),Reference!$B$49,IF(AND($G19=1,$H19=5),Reference!$B$50,IF(AND($G19=2,$H19=5),Reference!$B$51,IF(AND($G19=3,$H19=5),Reference!$B$52,0)))))))))))))))))","v":0},0,0,null,0,0,null,null,null,null,null,0,0,null,null,{"$f":"IF($D$3=\"UL\",(IF($G19>0,((IF(AND($F19=\"Standard\",$I19=2),Reference!$B$121,(IF(AND($F19=\"Medium\",$I19=2),Reference!$B$122,(IF(AND($F19=\"High\",$I19=2),Reference!$B$123,(IF(AND($F19=\"Standard\",$I19=3),Reference!$B$121,(IF(AND($F19=\"Medium\",$I19=3),Reference!$B$122,(IF(AND($F19=\"High\",$I19=3),Reference!$B$123,(IF(AND($F19=\"Standard\",$I19=4),Reference!$B$124,(IF(AND($F19=\"Medium\",$I19=4),Reference!$B$125,(IF(AND($F19=\"High\",$I19=4),Reference!$B$126,(IF(AND($F19=\"Standard\",$I19=7),Reference!$B$127,(IF(AND($F19=\"Medium\",$I19=7),Reference!$B$128,(IF(AND($F19=\"High\",$I19=7),Reference!$B$129,(IF(AND($F19=\"Standard\",$I19=8),Reference!$B$97,(IF(AND($F19=\"Medium\",$I19=8),Reference!$B$98,(IF(AND($F19=\"High\",$I19=8),Reference!$B$99,(IF(AND($F19=\"Standard\",$I19=9),Reference!$B$130,(IF(AND($F19=\"Medium\",$I19=9),Reference!$B$131,(IF(AND($F19=\"High\",$I19=9),Reference!$B$132,(IF(AND($F19=\"Standard\",$I19=11),Reference!$B$133,(IF(AND($F19=\"Medium\",$I19=11),Reference!$B$134,(IF(AND($F19=\"High\",$I19=11),Reference!$B$135,(IF(AND($F19=\"Standard\",$I19=12),Reference!$B$133,(IF(AND($F19=\"Medium\",$I19=12),Reference!$B$134,(IF(AND($F19=\"High\",$I19=12),Reference!$B$135,(IF(AND($F19=\"Standard\",$I19=13),Reference!$B$136,(IF(AND($F19=\"Medium\",$I19=13),Reference!$B$137,(IF(AND($F19=\"High\",$I19=13),Reference!$B$138,(IF(AND($F19=\"Standard\",$I19=16),Reference!$B$139,(IF(AND($F19=\"Medium\",$I19=16),Reference!$B$140,(IF(AND($F19=\"High\",$I19=16),Reference!$B$141,(IF(AND($F19=\"Standard\",$I19=17),Reference!$B$139,(IF(AND($F19=\"Medium\",$I19=17),Reference!$B$140,(IF(AND($F19=\"High\",$I19=17),Reference!$B$141,(IF(AND($F19=\"Standard\",$I19=18),Reference!$B$142,(IF(AND($F19=\"Medium\",$I19=18),Reference!$B$143,(IF(AND($F19=\"High\",$I19=18),Reference!$B$144,(IF(AND($F19=\"Standard\",$I19=21),Reference!$B$145,(IF(AND($F19=\"Medium\",$I19=21),Reference!$B$146,(IF(AND($F19=\"High\",$I19=21),Reference!$B$147,(IF(AND($F19=\"Standard\",$I19=23),Reference!$B$148,(IF(AND($F19=\"Medium\",$I19=23),Reference!$B$149,(IF(AND($F19=\"High\",$I19=23),Reference!$B$150,0))))))))))))))))))))))))))))))))))))))))))))))))))))))))))))))))))))))))))))))))))))),0)),(IF($G19>0,((IF(AND($F19=\"Standard\",$I19=2),Reference!$B$91,(IF(AND($F19=\"Medium\",$I19=2),Reference!$B$92,(IF(AND($F19=\"High\",$I19=2),Reference!$B$93,(IF(AND($F19=\"Standard\",$I19=3),Reference!$B$91,(IF(AND($F19=\"Medium\",$I19=3),Reference!$B$92,(IF(AND($F19=\"High\",$I19=3),Reference!$B$93,(IF(AND($F19=\"Standard\",$I19=4),Reference!$B$94,(IF(AND($F19=\"Medium\",$I19=4),Reference!$B$95,(IF(AND($F19=\"High\",$I19=4),Reference!$B$96,(IF(AND($F19=\"Standard\",$I19=7),Reference!$B$97,(IF(AND($F19=\"Medium\",$I19=7),Reference!$B$98,(IF(AND($F19=\"High\",$I19=7),Reference!$B$99,(IF(AND($F19=\"Standard\",$I19=8),Reference!$B$97,(IF(AND($F19=\"Medium\",$I19=8),Reference!$B$98,(IF(AND($F19=\"High\",$I19=8),Reference!$B$99,(IF(AND($F19=\"Standard\",$I19=9),Reference!$B$100,(IF(AND($F19=\"Medium\",$I19=9),Reference!$B$101,(IF(AND($F19=\"High\",$I19=9),Reference!$B$102,(IF(AND($F19=\"Standard\",$I19=11),Reference!$B$103,(IF(AND($F19=\"Medium\",$I19=11),Reference!$B$104,(IF(AND($F19=\"High\",$I19=11),Reference!$B$105,(IF(AND($F19=\"Standard\",$I19=12),Reference!$B$103,(IF(AND($F19=\"Medium\",$I19=12),Reference!$B$104,(IF(AND($F19=\"High\",$I19=12),Reference!$B$105,(IF(AND($F19=\"Standard\",$I19=13),Reference!$B$106,(IF(AND($F19=\"Medium\",$I19=13),Reference!$B$107,(IF(AND($F19=\"High\",$I19=13),Reference!$B$108,(IF(AND($F19=\"Standard\",$I19=16),Reference!$B$109,(IF(AND($F19=\"Medium\",$I19=16),Reference!$B$110,(IF(AND($F19=\"High\",$I19=16),Reference!$B$111,(IF(AND($F19=\"Standard\",$I19=17),Reference!$B$109,(IF(AND($F19=\"Medium\",$I19=17),Reference!$B$110,(IF(AND($F19=\"High\",$I19=17),Reference!$B$111,(IF(AND($F19=\"Standard\",$I19=18),Reference!$B$112,(IF(AND($F19=\"Medium\",$I19=18),Reference!$B$113,(IF(AND($F19=\"High\",$I19=18),Reference!$B$114,(IF(AND($F19=\"Standard\",$I19=21),Reference!$B$115,(IF(AND($F19=\"Medium\",$I19=21),Reference!$B$116,(IF(AND($F19=\"High\",$I19=21),Reference!$B$117,(IF(AND($F19=\"Standard\",$I19=23),Reference!$B$118,(IF(AND($F19=\"Medium\",$I19=23),Reference!$B$119,(IF(AND($F19=\"High\",$I19=23),Reference!$B$120,0))))))))))))))))))))))))))))))))))))))))))))))))))))))))))))))))))))))))))))))))))))),0)))","v":0},{"$f":"IF($D$3=\"UL\",(IF($G19>0,((IF(AND($F19=\"Standard\",$I19=2),Reference!$C$121,(IF(AND($F19=\"Medium\",$I19=2),Reference!$C$122,(IF(AND($F19=\"High\",$I19=2),Reference!$C$123,(IF(AND($F19=\"Standard\",$I19=3),Reference!$C$121,(IF(AND($F19=\"Medium\",$I19=3),Reference!$C$122,(IF(AND($F19=\"High\",$I19=3),Reference!$C$123,(IF(AND($F19=\"Standard\",$I19=4),Reference!$C$124,(IF(AND($F19=\"Medium\",$I19=4),Reference!$C$125,(IF(AND($F19=\"High\",$I19=4),Reference!$C$126,(IF(AND($F19=\"Standard\",$I19=7),Reference!$C$127,(IF(AND($F19=\"Medium\",$I19=7),Reference!$C$128,(IF(AND($F19=\"High\",$I19=7),Reference!$C$129,(IF(AND($F19=\"Standard\",$I19=8),Reference!$C$97,(IF(AND($F19=\"Medium\",$I19=8),Reference!$C$98,(IF(AND($F19=\"High\",$I19=8),Reference!$C$99,(IF(AND($F19=\"Standard\",$I19=9),Reference!$C$130,(IF(AND($F19=\"Medium\",$I19=9),Reference!$C$131,(IF(AND($F19=\"High\",$I19=9),Reference!$C$132,(IF(AND($F19=\"Standard\",$I19=11),Reference!$C$133,(IF(AND($F19=\"Medium\",$I19=11),Reference!$C$134,(IF(AND($F19=\"High\",$I19=11),Reference!$C$135,(IF(AND($F19=\"Standard\",$I19=12),Reference!$C$133,(IF(AND($F19=\"Medium\",$I19=12),Reference!$C$134,(IF(AND($F19=\"High\",$I19=12),Reference!$C$135,(IF(AND($F19=\"Standard\",$I19=13),Reference!$C$136,(IF(AND($F19=\"Medium\",$I19=13),Reference!$C$137,(IF(AND($F19=\"High\",$I19=13),Reference!$C$138,(IF(AND($F19=\"Standard\",$I19=16),Reference!$C$139,(IF(AND($F19=\"Medium\",$I19=16),Reference!$C$140,(IF(AND($F19=\"High\",$I19=16),Reference!$C$141,(IF(AND($F19=\"Standard\",$I19=17),Reference!$C$139,(IF(AND($F19=\"Medium\",$I19=17),Reference!$C$140,(IF(AND($F19=\"High\",$I19=17),Reference!$C$141,(IF(AND($F19=\"Standard\",$I19=18),Reference!$C$142,(IF(AND($F19=\"Medium\",$I19=18),Reference!$C$143,(IF(AND($F19=\"High\",$I19=18),Reference!$C$144,(IF(AND($F19=\"Standard\",$I19=21),Reference!$C$145,(IF(AND($F19=\"Medium\",$I19=21),Reference!$C$146,(IF(AND($F19=\"High\",$I19=21),Reference!$C$147,(IF(AND($F19=\"Standard\",$I19=23),Reference!$C$148,(IF(AND($F19=\"Medium\",$I19=23),Reference!$C$149,(IF(AND($F19=\"High\",$I19=23),Reference!$C$150,0))))))))))))))))))))))))))))))))))))))))))))))))))))))))))))))))))))))))))))))))))))),0)),(IF($G19>0,((IF(AND($F19=\"Standard\",$I19=2),Reference!$C$91,(IF(AND($F19=\"Medium\",$I19=2),Reference!$C$92,(IF(AND($F19=\"High\",$I19=2),Reference!$C$93,(IF(AND($F19=\"Standard\",$I19=3),Reference!$C$91,(IF(AND($F19=\"Medium\",$I19=3),Reference!$C$92,(IF(AND($F19=\"High\",$I19=3),Reference!$C$93,(IF(AND($F19=\"Standard\",$I19=4),Reference!$C$94,(IF(AND($F19=\"Medium\",$I19=4),Reference!$C$95,(IF(AND($F19=\"High\",$I19=4),Reference!$C$96,(IF(AND($F19=\"Standard\",$I19=7),Reference!$C$97,(IF(AND($F19=\"Medium\",$I19=7),Reference!$C$98,(IF(AND($F19=\"High\",$I19=7),Reference!$C$99,(IF(AND($F19=\"Standard\",$I19=8),Reference!$C$97,(IF(AND($F19=\"Medium\",$I19=8),Reference!$C$98,(IF(AND($F19=\"High\",$I19=8),Reference!$C$99,(IF(AND($F19=\"Standard\",$I19=9),Reference!$C$100,(IF(AND($F19=\"Medium\",$I19=9),Reference!$C$101,(IF(AND($F19=\"High\",$I19=9),Reference!$C$102,(IF(AND($F19=\"Standard\",$I19=11),Reference!$C$103,(IF(AND($F19=\"Medium\",$I19=11),Reference!$C$104,(IF(AND($F19=\"High\",$I19=11),Reference!$C$105,(IF(AND($F19=\"Standard\",$I19=12),Reference!$C$103,(IF(AND($F19=\"Medium\",$I19=12),Reference!$C$104,(IF(AND($F19=\"High\",$I19=12),Reference!$C$105,(IF(AND($F19=\"Standard\",$I19=13),Reference!$C$106,(IF(AND($F19=\"Medium\",$I19=13),Reference!$C$107,(IF(AND($F19=\"High\",$I19=13),Reference!$C$108,(IF(AND($F19=\"Standard\",$I19=16),Reference!$C$109,(IF(AND($F19=\"Medium\",$I19=16),Reference!$C$110,(IF(AND($F19=\"High\",$I19=16),Reference!$C$111,(IF(AND($F19=\"Standard\",$I19=17),Reference!$C$109,(IF(AND($F19=\"Medium\",$I19=17),Reference!$C$110,(IF(AND($F19=\"High\",$I19=17),Reference!$C$111,(IF(AND($F19=\"Standard\",$I19=18),Reference!$C$112,(IF(AND($F19=\"Medium\",$I19=18),Reference!$C$113,(IF(AND($F19=\"High\",$I19=18),Reference!$C$114,(IF(AND($F19=\"Standard\",$I19=21),Reference!$C$115,(IF(AND($F19=\"Medium\",$I19=21),Reference!$C$116,(IF(AND($F19=\"High\",$I19=21),Reference!$C$117,(IF(AND($F19=\"Standard\",$I19=23),Reference!$C$118,(IF(AND($F19=\"Medium\",$I19=23),Reference!$C$119,(IF(AND($F19=\"High\",$I19=23),Reference!$C$120,0))))))))))))))))))))))))))))))))))))))))))))))))))))))))))))))))))))))))))))))))))))),0)))","v":0},{"$f":"IF($D$3=\"UL\",(IF($G19>0,((IF(AND($F19=\"Standard\",$I19=2),Reference!$D$121,(IF(AND($F19=\"Medium\",$I19=2),Reference!$D$122,(IF(AND($F19=\"High\",$I19=2),Reference!$D$123,(IF(AND($F19=\"Standard\",$I19=3),Reference!$D$121,(IF(AND($F19=\"Medium\",$I19=3),Reference!$D$122,(IF(AND($F19=\"High\",$I19=3),Reference!$D$123,(IF(AND($F19=\"Standard\",$I19=4),Reference!$D$124,(IF(AND($F19=\"Medium\",$I19=4),Reference!$D$125,(IF(AND($F19=\"High\",$I19=4),Reference!$D$126,(IF(AND($F19=\"Standard\",$I19=7),Reference!$D$127,(IF(AND($F19=\"Medium\",$I19=7),Reference!$D$128,(IF(AND($F19=\"High\",$I19=7),Reference!$D$129,(IF(AND($F19=\"Standard\",$I19=8),Reference!$D$97,(IF(AND($F19=\"Medium\",$I19=8),Reference!$D$98,(IF(AND($F19=\"High\",$I19=8),Reference!$D$99,(IF(AND($F19=\"Standard\",$I19=9),Reference!$D$130,(IF(AND($F19=\"Medium\",$I19=9),Reference!$D$131,(IF(AND($F19=\"High\",$I19=9),Reference!$D$132,(IF(AND($F19=\"Standard\",$I19=11),Reference!$D$133,(IF(AND($F19=\"Medium\",$I19=11),Reference!$D$134,(IF(AND($F19=\"High\",$I19=11),Reference!$D$135,(IF(AND($F19=\"Standard\",$I19=12),Reference!$D$133,(IF(AND($F19=\"Medium\",$I19=12),Reference!$D$134,(IF(AND($F19=\"High\",$I19=12),Reference!$D$135,(IF(AND($F19=\"Standard\",$I19=13),Reference!$D$136,(IF(AND($F19=\"Medium\",$I19=13),Reference!$D$137,(IF(AND($F19=\"High\",$I19=13),Reference!$D$138,(IF(AND($F19=\"Standard\",$I19=16),Reference!$D$139,(IF(AND($F19=\"Medium\",$I19=16),Reference!$D$140,(IF(AND($F19=\"High\",$I19=16),Reference!$D$141,(IF(AND($F19=\"Standard\",$I19=17),Reference!$D$139,(IF(AND($F19=\"Medium\",$I19=17),Reference!$D$140,(IF(AND($F19=\"High\",$I19=17),Reference!$D$141,(IF(AND($F19=\"Standard\",$I19=18),Reference!$D$142,(IF(AND($F19=\"Medium\",$I19=18),Reference!$D$143,(IF(AND($F19=\"High\",$I19=18),Reference!$D$144,(IF(AND($F19=\"Standard\",$I19=21),Reference!$D$145,(IF(AND($F19=\"Medium\",$I19=21),Reference!$D$146,(IF(AND($F19=\"High\",$I19=21),Reference!$D$147,(IF(AND($F19=\"Standard\",$I19=23),Reference!$D$148,(IF(AND($F19=\"Medium\",$I19=23),Reference!$D$149,(IF(AND($F19=\"High\",$I19=23),Reference!$D$150,0))))))))))))))))))))))))))))))))))))))))))))))))))))))))))))))))))))))))))))))))))))),0)),(IF($G19>0,((IF(AND($F19=\"Standard\",$I19=2),Reference!$D$91,(IF(AND($F19=\"Medium\",$I19=2),Reference!$D$92,(IF(AND($F19=\"High\",$I19=2),Reference!$D$93,(IF(AND($F19=\"Standard\",$I19=3),Reference!$D$91,(IF(AND($F19=\"Medium\",$I19=3),Reference!$D$92,(IF(AND($F19=\"High\",$I19=3),Reference!$D$93,(IF(AND($F19=\"Standard\",$I19=4),Reference!$D$94,(IF(AND($F19=\"Medium\",$I19=4),Reference!$D$95,(IF(AND($F19=\"High\",$I19=4),Reference!$D$96,(IF(AND($F19=\"Standard\",$I19=7),Reference!$D$97,(IF(AND($F19=\"Medium\",$I19=7),Reference!$D$98,(IF(AND($F19=\"High\",$I19=7),Reference!$D$99,(IF(AND($F19=\"Standard\",$I19=8),Reference!$D$97,(IF(AND($F19=\"Medium\",$I19=8),Reference!$D$98,(IF(AND($F19=\"High\",$I19=8),Reference!$D$99,(IF(AND($F19=\"Standard\",$I19=9),Reference!$D$100,(IF(AND($F19=\"Medium\",$I19=9),Reference!$D$101,(IF(AND($F19=\"High\",$I19=9),Reference!$D$102,(IF(AND($F19=\"Standard\",$I19=11),Reference!$D$103,(IF(AND($F19=\"Medium\",$I19=11),Reference!$D$104,(IF(AND($F19=\"High\",$I19=11),Reference!$D$105,(IF(AND($F19=\"Standard\",$I19=12),Reference!$D$103,(IF(AND($F19=\"Medium\",$I19=12),Reference!$D$104,(IF(AND($F19=\"High\",$I19=12),Reference!$D$105,(IF(AND($F19=\"Standard\",$I19=13),Reference!$D$106,(IF(AND($F19=\"Medium\",$I19=13),Reference!$D$107,(IF(AND($F19=\"High\",$I19=13),Reference!$D$108,(IF(AND($F19=\"Standard\",$I19=16),Reference!$D$109,(IF(AND($F19=\"Medium\",$I19=16),Reference!$D$110,(IF(AND($F19=\"High\",$I19=16),Reference!$D$111,(IF(AND($F19=\"Standard\",$I19=17),Reference!$D$109,(IF(AND($F19=\"Medium\",$I19=17),Reference!$D$110,(IF(AND($F19=\"High\",$I19=17),Reference!$D$111,(IF(AND($F19=\"Standard\",$I19=18),Reference!$D$112,(IF(AND($F19=\"Medium\",$I19=18),Reference!$D$113,(IF(AND($F19=\"High\",$I19=18),Reference!$D$114,(IF(AND($F19=\"Standard\",$I19=21),Reference!$D$115,(IF(AND($F19=\"Medium\",$I19=21),Reference!$D$116,(IF(AND($F19=\"High\",$I19=21),Reference!$D$117,(IF(AND($F19=\"Standard\",$I19=23),Reference!$D$118,(IF(AND($F19=\"Medium\",$I19=23),Reference!$D$119,(IF(AND($F19=\"High\",$I19=23),Reference!$D$120,0))))))))))))))))))))))))))))))))))))))))))))))))))))))))))))))))))))))))))))))))))))),0)))","v":0},0,0,0,null,"No",0,0,0,0,{"$f":"IF($AN19=\"Yes\",IF($AO19=1,Reference!#REF!,IF($AO19=2,Reference!#REF!,IF($AO19=3,Reference!#REF!,0))),(IF($AP19=1,IF($AR19=2,Reference!$C$194,IF($AR19=3,Reference!$C$196,IF($AR19=4,Reference!$C$198,0))),IF($AP19=2,IF($AR19=3,Reference!$C$195,IF($AR19=4,Reference!$C$197,IF($AR19=5,Reference!$C$199,0))),0))))","v":0},{"$f":"IF(AN19=\"Yes\",IF($AO19=1,Reference!#REF!,IF($AO19=2,Reference!#REF!,IF($AO19=3,Reference!#REF!,0))),(IF($AP19=1,IF($AR19=2,Reference!$E$194,IF($AR19=3,Reference!$E$196,IF($AR19=4,Reference!$E$198,0))),IF($AP19=2,IF($AR19=3,Reference!$E$195,IF($AR19=4,Reference!$E$197,IF($AR19=5,Reference!$E$199,0))),0))))","v":0},{"$f":"IF($AN19=\"Yes\",IF($AO19=1,Reference!#REF!,IF($AO19=2,Reference!#REF!,IF($AO19=3,Reference!#REF!,0))),(IF($AP19=1,IF($AR19=2,Reference!$D$194,IF($AR19=3,Reference!$D$196,IF($AR19=4,Reference!$D$198,0))),IF($AP19=2,IF($AR19=3,Reference!$D$195,IF($AR19=4,Reference!$D$197,IF($AR19=5,Reference!$D$199,0))),0))))","v":0},0,"Data logger",0,0,null,{"$f":"IF($AX19=\"Yes\",(IF($AZ19=\"NU2\",Reference!$B$221,IF($AZ19=\"NU2D\",Reference!$B$222,IF($AZ19=\"NU5N\",Reference!$B$223,IF($AZ19=\"NU5DN\",Reference!$B$224,IF($AZ19=\"NU5DOData\",Reference!$B$225,IF($AZ19=\"NU5DOFD\",Reference!$B$227,\"\"))))))),0)","v":0},{"$f":"IF($AX19=\"Yes\",(IF($AZ19=\"NU2\",Reference!$D$221,IF($AZ19=\"NU2D\",Reference!$D$222,IF($AZ19=\"NU5N\",Reference!$D$223,IF($AZ19=\"NU5DN\",Reference!$D$224,IF($AZ19=\"NU5DOData\",Reference!$D$225,IF($AZ19=\"NU5DOFD\",Reference!$D$227,0))))))),0)","v":0},{"$f":"IF($AX19=\"Yes\",(IF($AZ19=\"NU2\",Reference!$E$221,IF($AZ19=\"NU2D\",Reference!$E$222,IF($AZ19=\"NU5N\",Reference!$E$223,IF($AZ19=\"NU5DN\",Reference!$E$224,IF($AZ19=\"NU5DOData\",Reference!$E$225,IF($AZ19=\"NU5DOFD\",Reference!$E$227,IF($AZ19=\"NU5DF\",Reference!$E$226,0)))))))),0)","v":0},null,null,null,0,{"$f":"IF($BE19=\"AD-10-1960\",Reference!$G$232,IF($BE19=\"AD-10-1963\",Reference!$G$233,IF($BE19=\"AD-10-1966\",Reference!$G$237,IF($BE19=\"AD-10-1975\",Reference!$G$237,IF($BE19=\"AD-10-1980\",Reference!$G$238,IF($BE19=\"AD-10-2000\",Reference!$G$235,IF($BE19=\"AD-10-2010\",Reference!$G$236,\"\")))))))","v":""},{"$f":"IF($BE19=\"AD-10-1960\",Reference!$F$232,IF($BE19=\"AD-10-1963\",Reference!$F$233,IF($BE19=\"AD-10-1966\",Reference!$F$237,IF($BE19=\"AD-10-1975\",Reference!$F$237,IF($BE19=\"AD-10-1980\",Reference!$F$238,IF($BE19=\"AD-10-2000\",Reference!$F$235,IF($BE19=\"AD-10-2010\",Reference!$F$236,\"\")))))))","v":""},{"$f":"IF($BE19=\"AD-10-1960\",Reference!$E$232,IF($BE19=\"AD-10-1963\",Reference!$E$233,IF($BE19=\"AD-10-1966\",Reference!$E$237,IF($BE19=\"AD-10-1975\",Reference!$E$237,IF($BE19=\"AD-10-1980\",Reference!$E$238,IF($BE19=\"AD-10-2000\",Reference!$E$235,IF($BE19=\"AD-10-2010\",Reference!$E$236,\"\")))))))","v":""}," ",0,{"$f":"(IF($D19>0,(IF($BL19=\"AD-05-5400\",'Battery Consumption'!$D$5,IF($BL19=\"AD-05-5410\",'Battery Consumption'!$D$6,IF($BL19=\"AD-05-5405\",'Battery Consumption'!$D$7,IF($BL19=\"AD-05-5415\",'Battery Consumption'!$D$8,IF($BL19=\"AD-05-5425\",'Battery Consumption'!$D$9,IF($BL19=\"AD-05-5420\",'Battery Consumption'!$D$10,IF($BL19=\"AD-05-5430\",'Battery Consumption'!$D$11,IF($BL19=\"AD-05-5440\",'Battery Consumption'!$D$12,IF($BL19=\"AD-05-5435\",'Battery Consumption'!$D$13,IF($BL19=\"AD-05-5445\",'Battery Consumption'!$D$14,IF($BL19=\"AD-05-5455\",'Battery Consumption'!$D$15,IF($BL19=\"AD-05-5450\",'Battery Consumption'!$D$16,IF($BL19=\"AD-05-5460\",'Battery Consumption'!$D$17,IF($BL19=\"AD-05-5465\",'Battery Consumption'!$D$18,IF($BL19=\"AD-05-5470\",'Battery Consumption'!$D$19,IF($BL19=\"AD-05-5401\",'Battery Consumption'!$D$20,IF($BL19=\"AD-05-5413\",'Battery Consumption'!$D$21,IF($BL19=\"AD-05-5406\",'Battery Consumption'!$D$22,IF($BL19=\"AD-05-5416\",'Battery Consumption'!$D$23,IF($BL19=\"AD-05-5426\",'Battery Consumption'!$D$24,IF($BL19=\"AD-05-5421\",'Battery Consumption'!$D$25,IF($BL19=\"AD-05-5432\",'Battery Consumption'!$D$26,IF($BL19=\"AD-05-5441\",'Battery Consumption'!$D$27,IF($BL19=\"AD-05-5437\",'Battery Consumption'!$D$28,IF($BL19=\"AD-05-5446\",'Battery Consumption'!$D$29,IF($BL19=\"AD-05-5456\",'Battery Consumption'!$D$30,IF($BL19=\"AD-05-5451\",'Battery Consumption'!$D$31,IF($BL19=\"AD-05-5461\",'Battery Consumption'!$D$32,IF($BL19=\"AD-05-5471\",'Battery Consumption'!$D$33,IF($BL19=\"AD-05-5466\",'Battery Consumption'!$D$34,0))))))))))))))))))))))))))))))),0))","v":0},0,{"$f":"(IF($D19>0,(IF($BL19=\"AD-05-5400\",'Battery Consumption'!$E$5,IF($BL19=\"AD-05-5410\",'Battery Consumption'!$E$6,IF($BL19=\"AD-05-5405\",'Battery Consumption'!$E$7,IF($BL19=\"AD-05-5415\",'Battery Consumption'!$E$8,IF($BL19=\"AD-05-5425\",'Battery Consumption'!$E$9,IF($BL19=\"AD-05-5420\",'Battery Consumption'!$E$10,IF($BL19=\"AD-05-5430\",'Battery Consumption'!$E$11,IF($BL19=\"AD-05-5440\",'Battery Consumption'!$E$12,IF($BL19=\"AD-05-5435\",'Battery Consumption'!$E$13,IF($BL19=\"AD-05-5445\",'Battery Consumption'!$E$14,IF($BL19=\"AD-05-5455\",'Battery Consumption'!$E$15,IF($BL19=\"AD-05-5450\",'Battery Consumption'!$E$16,IF($BL19=\"AD-05-5460\",'Battery Consumption'!$E$17,IF($BL19=\"AD-05-5465\",'Battery Consumption'!$E$18,IF($BL19=\"AD-05-5470\",'Battery Consumption'!$E$19,IF($BL19=\"AD-05-5401\",'Battery Consumption'!$E$20,IF($BL19=\"AD-05-5413\",'Battery Consumption'!$E$21,IF($BL19=\"AD-05-5406\",'Battery Consumption'!$E$22,IF($BL19=\"AD-05-5416\",'Battery Consumption'!$E$23,IF($BL19=\"AD-05-5426\",'Battery Consumption'!$E$24,IF($BL19=\"AD-05-5421\",'Battery Consumption'!$E$25,IF($BL19=\"AD-05-5432\",'Battery Consumption'!$E$26,IF($BL19=\"AD-05-5441\",'Battery Consumption'!$E$27,IF($BL19=\"AD-05-5437\",'Battery Consumption'!$E$28,IF($BL19=\"AD-05-5446\",'Battery Consumption'!$E$29,IF($BL19=\"AD-05-5456\",'Battery Consumption'!$E$30,IF($BL19=\"AD-05-5451\",'Battery Consumption'!$E$31,IF($BL19=\"AD-05-5461\",'Battery Consumption'!$E$32,IF($BL19=\"AD-05-5471\",'Battery Consumption'!$E$33,IF($BL19=\"AD-05-5466\",'Battery Consumption'!$E$34,0))))))))))))))))))))))))))))))),0))","v":0},0,0,{"$f":"IF($D19>0,(IF($BQ19<12,Reference!$J$259,IF($BQ19<24,Reference!$J$260,IF($BQ19<65,Reference!$J$260,\"Get your own\")))),0)","v":0},{"$f":"IF($D19>0,(IF($BQ19<12,Reference!$F$259,IF($BQ19<24,Reference!$F$260,IF($BQ19<65,Reference!$F$260,\"Get your own\")))),0)","v":0},{"$f":"IF($D19>0,(IF($BQ19<12,Reference!$H$259,IF($BQ19<24,Reference!$H$260,IF($BQ19<65,Reference!$H$260,\"Get your own\")))),0)","v":0},null,0,null,null,"AD-05-5460","Net-TopSensUL Standard-TT1",{"$f":"SUMIF($Q$7:$Q$44,BY19, $D$7:$D$44)","v":0},"FM"]
[14,null,null,null,null,null,0,0,0,0,0,0,0,0,0,"Wagner ASD main box comes with the box, the Fans(Silent or Freeze.  This includes CPU Card and Interface board.  Network and Detection Unit are separately added.",{"$f":"IF($D$3=\"UL\",(IF(AND($G20=1,$H20=1),Reference!$C$53,IF(AND($G20=2,$H20=1),Reference!$C$54,IF(AND($G20=3,$H20=1),Reference!$C$55,IF(AND($G20=1,$H20=2),Reference!$C$56,IF(AND($G20=2,$H20=2),Reference!$C$57,IF(AND($G20=3,$H20=2),Reference!$C$58,IF(AND($G20=1,$H20=3),Reference!$C$59,IF(AND($G20=2,$H20=3),Reference!$C$60,IF(AND($G20=3,$H20=3),Reference!$C$61,IF(AND($G20=1,$H20=4),Reference!$C$62,IF(AND($G20=2,$H20=4),Reference!$C$63,IF(AND($G20=3,$H20=4),Reference!$C$64,IF(AND($G20=1,$H20=5),Reference!$C$65,IF(AND($G20=2,$H20=5),Reference!$C$66,IF(AND($G20=3,$H20=5),Reference!$C$67,0)))))))))))))))),(IF(AND($G20=1,$H20=1),Reference!$C$38,IF(AND($G20=2,$H20=1),Reference!$C$39,IF(AND($G20=3,$H20=1),Reference!$C$40,IF(AND($G20=1,$H20=2),Reference!$C$41,IF(AND($G20=2,$H20=2),Reference!$C$42,IF(AND($G20=3,$H20=2),Reference!$C$43,IF(AND($G20=1,$H20=3),Reference!$C$44,IF(AND($G20=2,$H20=3),Reference!$C$45,IF(AND($G20=3,$H20=3),Reference!$C$46,IF(AND($G20=1,$H20=4),Reference!$C$47,IF(AND($G20=2,$H20=4),Reference!$C$48,IF(AND($G20=3,$H20=4),Reference!$C$49,IF(AND($G20=1,$H20=5),Reference!$C$50,IF(AND($G20=2,$H20=5),Reference!$C$51,IF(AND($G20=3,$H20=5),Reference!$C$52,0)))))))))))))))))","v":0},{"$f":"IF($D$3=\"UL\",(IF(AND($G20=1,$H20=1),Reference!$B$53,IF(AND($G20=2,$H20=1),Reference!$B$54,IF(AND($G20=3,$H20=1),Reference!$B$55,IF(AND($G20=1,$H20=2),Reference!$B$56,IF(AND($G20=2,$H20=2),Reference!$B$57,IF(AND($G20=3,$H20=2),Reference!$B$58,IF(AND($G20=1,$H20=3),Reference!$B$59,IF(AND($G20=2,$H20=3),Reference!$B$60,IF(AND($G20=3,$H20=3),Reference!$B$61,IF(AND($G20=1,$H20=4),Reference!$B$62,IF(AND($G20=2,$H20=4),Reference!$B$63,IF(AND($G20=3,$H20=4),Reference!$B$64,IF(AND($G20=1,$H20=5),Reference!$B$65,IF(AND($G20=2,$H20=5),Reference!$B$66,IF(AND($G20=3,$H20=5),Reference!$B$67,0)))))))))))))))),(IF(AND($G20=1,$H20=1),Reference!$B$38,IF(AND($G20=2,$H20=1),Reference!$B$39,IF(AND($G20=3,$H20=1),Reference!$B$40,IF(AND($G20=1,$H20=2),Reference!$B$41,IF(AND($G20=2,$H20=2),Reference!$B$42,IF(AND($G20=3,$H20=2),Reference!$B$43,IF(AND($G20=1,$H20=3),Reference!$B$44,IF(AND($G20=2,$H20=3),Reference!$B$45,IF(AND($G20=3,$H20=3),Reference!$B$46,IF(AND($G20=1,$H20=4),Reference!$B$47,IF(AND($G20=2,$H20=4),Reference!$B$48,IF(AND($G20=3,$H20=4),Reference!$B$49,IF(AND($G20=1,$H20=5),Reference!$B$50,IF(AND($G20=2,$H20=5),Reference!$B$51,IF(AND($G20=3,$H20=5),Reference!$B$52,0)))))))))))))))))","v":0},0,0,null,0,0,null,null,null,null,null,0,0,null,null,{"$f":"IF($D$3=\"UL\",(IF($G20>0,((IF(AND($F20=\"Standard\",$I20=2),Reference!$B$121,(IF(AND($F20=\"Medium\",$I20=2),Reference!$B$122,(IF(AND($F20=\"High\",$I20=2),Reference!$B$123,(IF(AND($F20=\"Standard\",$I20=3),Reference!$B$121,(IF(AND($F20=\"Medium\",$I20=3),Reference!$B$122,(IF(AND($F20=\"High\",$I20=3),Reference!$B$123,(IF(AND($F20=\"Standard\",$I20=4),Reference!$B$124,(IF(AND($F20=\"Medium\",$I20=4),Reference!$B$125,(IF(AND($F20=\"High\",$I20=4),Reference!$B$126,(IF(AND($F20=\"Standard\",$I20=7),Reference!$B$127,(IF(AND($F20=\"Medium\",$I20=7),Reference!$B$128,(IF(AND($F20=\"High\",$I20=7),Reference!$B$129,(IF(AND($F20=\"Standard\",$I20=8),Reference!$B$97,(IF(AND($F20=\"Medium\",$I20=8),Reference!$B$98,(IF(AND($F20=\"High\",$I20=8),Reference!$B$99,(IF(AND($F20=\"Standard\",$I20=9),Reference!$B$130,(IF(AND($F20=\"Medium\",$I20=9),Reference!$B$131,(IF(AND($F20=\"High\",$I20=9),Reference!$B$132,(IF(AND($F20=\"Standard\",$I20=11),Reference!$B$133,(IF(AND($F20=\"Medium\",$I20=11),Reference!$B$134,(IF(AND($F20=\"High\",$I20=11),Reference!$B$135,(IF(AND($F20=\"Standard\",$I20=12),Reference!$B$133,(IF(AND($F20=\"Medium\",$I20=12),Reference!$B$134,(IF(AND($F20=\"High\",$I20=12),Reference!$B$135,(IF(AND($F20=\"Standard\",$I20=13),Reference!$B$136,(IF(AND($F20=\"Medium\",$I20=13),Reference!$B$137,(IF(AND($F20=\"High\",$I20=13),Reference!$B$138,(IF(AND($F20=\"Standard\",$I20=16),Reference!$B$139,(IF(AND($F20=\"Medium\",$I20=16),Reference!$B$140,(IF(AND($F20=\"High\",$I20=16),Reference!$B$141,(IF(AND($F20=\"Standard\",$I20=17),Reference!$B$139,(IF(AND($F20=\"Medium\",$I20=17),Reference!$B$140,(IF(AND($F20=\"High\",$I20=17),Reference!$B$141,(IF(AND($F20=\"Standard\",$I20=18),Reference!$B$142,(IF(AND($F20=\"Medium\",$I20=18),Reference!$B$143,(IF(AND($F20=\"High\",$I20=18),Reference!$B$144,(IF(AND($F20=\"Standard\",$I20=21),Reference!$B$145,(IF(AND($F20=\"Medium\",$I20=21),Reference!$B$146,(IF(AND($F20=\"High\",$I20=21),Reference!$B$147,(IF(AND($F20=\"Standard\",$I20=23),Reference!$B$148,(IF(AND($F20=\"Medium\",$I20=23),Reference!$B$149,(IF(AND($F20=\"High\",$I20=23),Reference!$B$150,0))))))))))))))))))))))))))))))))))))))))))))))))))))))))))))))))))))))))))))))))))))),0)),(IF($G20>0,((IF(AND($F20=\"Standard\",$I20=2),Reference!$B$91,(IF(AND($F20=\"Medium\",$I20=2),Reference!$B$92,(IF(AND($F20=\"High\",$I20=2),Reference!$B$93,(IF(AND($F20=\"Standard\",$I20=3),Reference!$B$91,(IF(AND($F20=\"Medium\",$I20=3),Reference!$B$92,(IF(AND($F20=\"High\",$I20=3),Reference!$B$93,(IF(AND($F20=\"Standard\",$I20=4),Reference!$B$94,(IF(AND($F20=\"Medium\",$I20=4),Reference!$B$95,(IF(AND($F20=\"High\",$I20=4),Reference!$B$96,(IF(AND($F20=\"Standard\",$I20=7),Reference!$B$97,(IF(AND($F20=\"Medium\",$I20=7),Reference!$B$98,(IF(AND($F20=\"High\",$I20=7),Reference!$B$99,(IF(AND($F20=\"Standard\",$I20=8),Reference!$B$97,(IF(AND($F20=\"Medium\",$I20=8),Reference!$B$98,(IF(AND($F20=\"High\",$I20=8),Reference!$B$99,(IF(AND($F20=\"Standard\",$I20=9),Reference!$B$100,(IF(AND($F20=\"Medium\",$I20=9),Reference!$B$101,(IF(AND($F20=\"High\",$I20=9),Reference!$B$102,(IF(AND($F20=\"Standard\",$I20=11),Reference!$B$103,(IF(AND($F20=\"Medium\",$I20=11),Reference!$B$104,(IF(AND($F20=\"High\",$I20=11),Reference!$B$105,(IF(AND($F20=\"Standard\",$I20=12),Reference!$B$103,(IF(AND($F20=\"Medium\",$I20=12),Reference!$B$104,(IF(AND($F20=\"High\",$I20=12),Reference!$B$105,(IF(AND($F20=\"Standard\",$I20=13),Reference!$B$106,(IF(AND($F20=\"Medium\",$I20=13),Reference!$B$107,(IF(AND($F20=\"High\",$I20=13),Reference!$B$108,(IF(AND($F20=\"Standard\",$I20=16),Reference!$B$109,(IF(AND($F20=\"Medium\",$I20=16),Reference!$B$110,(IF(AND($F20=\"High\",$I20=16),Reference!$B$111,(IF(AND($F20=\"Standard\",$I20=17),Reference!$B$109,(IF(AND($F20=\"Medium\",$I20=17),Reference!$B$110,(IF(AND($F20=\"High\",$I20=17),Reference!$B$111,(IF(AND($F20=\"Standard\",$I20=18),Reference!$B$112,(IF(AND($F20=\"Medium\",$I20=18),Reference!$B$113,(IF(AND($F20=\"High\",$I20=18),Reference!$B$114,(IF(AND($F20=\"Standard\",$I20=21),Reference!$B$115,(IF(AND($F20=\"Medium\",$I20=21),Reference!$B$116,(IF(AND($F20=\"High\",$I20=21),Reference!$B$117,(IF(AND($F20=\"Standard\",$I20=23),Reference!$B$118,(IF(AND($F20=\"Medium\",$I20=23),Reference!$B$119,(IF(AND($F20=\"High\",$I20=23),Reference!$B$120,0))))))))))))))))))))))))))))))))))))))))))))))))))))))))))))))))))))))))))))))))))))),0)))","v":0},{"$f":"IF($D$3=\"UL\",(IF($G20>0,((IF(AND($F20=\"Standard\",$I20=2),Reference!$C$121,(IF(AND($F20=\"Medium\",$I20=2),Reference!$C$122,(IF(AND($F20=\"High\",$I20=2),Reference!$C$123,(IF(AND($F20=\"Standard\",$I20=3),Reference!$C$121,(IF(AND($F20=\"Medium\",$I20=3),Reference!$C$122,(IF(AND($F20=\"High\",$I20=3),Reference!$C$123,(IF(AND($F20=\"Standard\",$I20=4),Reference!$C$124,(IF(AND($F20=\"Medium\",$I20=4),Reference!$C$125,(IF(AND($F20=\"High\",$I20=4),Reference!$C$126,(IF(AND($F20=\"Standard\",$I20=7),Reference!$C$127,(IF(AND($F20=\"Medium\",$I20=7),Reference!$C$128,(IF(AND($F20=\"High\",$I20=7),Reference!$C$129,(IF(AND($F20=\"Standard\",$I20=8),Reference!$C$97,(IF(AND($F20=\"Medium\",$I20=8),Reference!$C$98,(IF(AND($F20=\"High\",$I20=8),Reference!$C$99,(IF(AND($F20=\"Standard\",$I20=9),Reference!$C$130,(IF(AND($F20=\"Medium\",$I20=9),Reference!$C$131,(IF(AND($F20=\"High\",$I20=9),Reference!$C$132,(IF(AND($F20=\"Standard\",$I20=11),Reference!$C$133,(IF(AND($F20=\"Medium\",$I20=11),Reference!$C$134,(IF(AND($F20=\"High\",$I20=11),Reference!$C$135,(IF(AND($F20=\"Standard\",$I20=12),Reference!$C$133,(IF(AND($F20=\"Medium\",$I20=12),Reference!$C$134,(IF(AND($F20=\"High\",$I20=12),Reference!$C$135,(IF(AND($F20=\"Standard\",$I20=13),Reference!$C$136,(IF(AND($F20=\"Medium\",$I20=13),Reference!$C$137,(IF(AND($F20=\"High\",$I20=13),Reference!$C$138,(IF(AND($F20=\"Standard\",$I20=16),Reference!$C$139,(IF(AND($F20=\"Medium\",$I20=16),Reference!$C$140,(IF(AND($F20=\"High\",$I20=16),Reference!$C$141,(IF(AND($F20=\"Standard\",$I20=17),Reference!$C$139,(IF(AND($F20=\"Medium\",$I20=17),Reference!$C$140,(IF(AND($F20=\"High\",$I20=17),Reference!$C$141,(IF(AND($F20=\"Standard\",$I20=18),Reference!$C$142,(IF(AND($F20=\"Medium\",$I20=18),Reference!$C$143,(IF(AND($F20=\"High\",$I20=18),Reference!$C$144,(IF(AND($F20=\"Standard\",$I20=21),Reference!$C$145,(IF(AND($F20=\"Medium\",$I20=21),Reference!$C$146,(IF(AND($F20=\"High\",$I20=21),Reference!$C$147,(IF(AND($F20=\"Standard\",$I20=23),Reference!$C$148,(IF(AND($F20=\"Medium\",$I20=23),Reference!$C$149,(IF(AND($F20=\"High\",$I20=23),Reference!$C$150,0))))))))))))))))))))))))))))))))))))))))))))))))))))))))))))))))))))))))))))))))))))),0)),(IF($G20>0,((IF(AND($F20=\"Standard\",$I20=2),Reference!$C$91,(IF(AND($F20=\"Medium\",$I20=2),Reference!$C$92,(IF(AND($F20=\"High\",$I20=2),Reference!$C$93,(IF(AND($F20=\"Standard\",$I20=3),Reference!$C$91,(IF(AND($F20=\"Medium\",$I20=3),Reference!$C$92,(IF(AND($F20=\"High\",$I20=3),Reference!$C$93,(IF(AND($F20=\"Standard\",$I20=4),Reference!$C$94,(IF(AND($F20=\"Medium\",$I20=4),Reference!$C$95,(IF(AND($F20=\"High\",$I20=4),Reference!$C$96,(IF(AND($F20=\"Standard\",$I20=7),Reference!$C$97,(IF(AND($F20=\"Medium\",$I20=7),Reference!$C$98,(IF(AND($F20=\"High\",$I20=7),Reference!$C$99,(IF(AND($F20=\"Standard\",$I20=8),Reference!$C$97,(IF(AND($F20=\"Medium\",$I20=8),Reference!$C$98,(IF(AND($F20=\"High\",$I20=8),Reference!$C$99,(IF(AND($F20=\"Standard\",$I20=9),Reference!$C$100,(IF(AND($F20=\"Medium\",$I20=9),Reference!$C$101,(IF(AND($F20=\"High\",$I20=9),Reference!$C$102,(IF(AND($F20=\"Standard\",$I20=11),Reference!$C$103,(IF(AND($F20=\"Medium\",$I20=11),Reference!$C$104,(IF(AND($F20=\"High\",$I20=11),Reference!$C$105,(IF(AND($F20=\"Standard\",$I20=12),Reference!$C$103,(IF(AND($F20=\"Medium\",$I20=12),Reference!$C$104,(IF(AND($F20=\"High\",$I20=12),Reference!$C$105,(IF(AND($F20=\"Standard\",$I20=13),Reference!$C$106,(IF(AND($F20=\"Medium\",$I20=13),Reference!$C$107,(IF(AND($F20=\"High\",$I20=13),Reference!$C$108,(IF(AND($F20=\"Standard\",$I20=16),Reference!$C$109,(IF(AND($F20=\"Medium\",$I20=16),Reference!$C$110,(IF(AND($F20=\"High\",$I20=16),Reference!$C$111,(IF(AND($F20=\"Standard\",$I20=17),Reference!$C$109,(IF(AND($F20=\"Medium\",$I20=17),Reference!$C$110,(IF(AND($F20=\"High\",$I20=17),Reference!$C$111,(IF(AND($F20=\"Standard\",$I20=18),Reference!$C$112,(IF(AND($F20=\"Medium\",$I20=18),Reference!$C$113,(IF(AND($F20=\"High\",$I20=18),Reference!$C$114,(IF(AND($F20=\"Standard\",$I20=21),Reference!$C$115,(IF(AND($F20=\"Medium\",$I20=21),Reference!$C$116,(IF(AND($F20=\"High\",$I20=21),Reference!$C$117,(IF(AND($F20=\"Standard\",$I20=23),Reference!$C$118,(IF(AND($F20=\"Medium\",$I20=23),Reference!$C$119,(IF(AND($F20=\"High\",$I20=23),Reference!$C$120,0))))))))))))))))))))))))))))))))))))))))))))))))))))))))))))))))))))))))))))))))))))),0)))","v":0},{"$f":"IF($D$3=\"UL\",(IF($G20>0,((IF(AND($F20=\"Standard\",$I20=2),Reference!$D$121,(IF(AND($F20=\"Medium\",$I20=2),Reference!$D$122,(IF(AND($F20=\"High\",$I20=2),Reference!$D$123,(IF(AND($F20=\"Standard\",$I20=3),Reference!$D$121,(IF(AND($F20=\"Medium\",$I20=3),Reference!$D$122,(IF(AND($F20=\"High\",$I20=3),Reference!$D$123,(IF(AND($F20=\"Standard\",$I20=4),Reference!$D$124,(IF(AND($F20=\"Medium\",$I20=4),Reference!$D$125,(IF(AND($F20=\"High\",$I20=4),Reference!$D$126,(IF(AND($F20=\"Standard\",$I20=7),Reference!$D$127,(IF(AND($F20=\"Medium\",$I20=7),Reference!$D$128,(IF(AND($F20=\"High\",$I20=7),Reference!$D$129,(IF(AND($F20=\"Standard\",$I20=8),Reference!$D$97,(IF(AND($F20=\"Medium\",$I20=8),Reference!$D$98,(IF(AND($F20=\"High\",$I20=8),Reference!$D$99,(IF(AND($F20=\"Standard\",$I20=9),Reference!$D$130,(IF(AND($F20=\"Medium\",$I20=9),Reference!$D$131,(IF(AND($F20=\"High\",$I20=9),Reference!$D$132,(IF(AND($F20=\"Standard\",$I20=11),Reference!$D$133,(IF(AND($F20=\"Medium\",$I20=11),Reference!$D$134,(IF(AND($F20=\"High\",$I20=11),Reference!$D$135,(IF(AND($F20=\"Standard\",$I20=12),Reference!$D$133,(IF(AND($F20=\"Medium\",$I20=12),Reference!$D$134,(IF(AND($F20=\"High\",$I20=12),Reference!$D$135,(IF(AND($F20=\"Standard\",$I20=13),Reference!$D$136,(IF(AND($F20=\"Medium\",$I20=13),Reference!$D$137,(IF(AND($F20=\"High\",$I20=13),Reference!$D$138,(IF(AND($F20=\"Standard\",$I20=16),Reference!$D$139,(IF(AND($F20=\"Medium\",$I20=16),Reference!$D$140,(IF(AND($F20=\"High\",$I20=16),Reference!$D$141,(IF(AND($F20=\"Standard\",$I20=17),Reference!$D$139,(IF(AND($F20=\"Medium\",$I20=17),Reference!$D$140,(IF(AND($F20=\"High\",$I20=17),Reference!$D$141,(IF(AND($F20=\"Standard\",$I20=18),Reference!$D$142,(IF(AND($F20=\"Medium\",$I20=18),Reference!$D$143,(IF(AND($F20=\"High\",$I20=18),Reference!$D$144,(IF(AND($F20=\"Standard\",$I20=21),Reference!$D$145,(IF(AND($F20=\"Medium\",$I20=21),Reference!$D$146,(IF(AND($F20=\"High\",$I20=21),Reference!$D$147,(IF(AND($F20=\"Standard\",$I20=23),Reference!$D$148,(IF(AND($F20=\"Medium\",$I20=23),Reference!$D$149,(IF(AND($F20=\"High\",$I20=23),Reference!$D$150,0))))))))))))))))))))))))))))))))))))))))))))))))))))))))))))))))))))))))))))))))))))),0)),(IF($G20>0,((IF(AND($F20=\"Standard\",$I20=2),Reference!$D$91,(IF(AND($F20=\"Medium\",$I20=2),Reference!$D$92,(IF(AND($F20=\"High\",$I20=2),Reference!$D$93,(IF(AND($F20=\"Standard\",$I20=3),Reference!$D$91,(IF(AND($F20=\"Medium\",$I20=3),Reference!$D$92,(IF(AND($F20=\"High\",$I20=3),Reference!$D$93,(IF(AND($F20=\"Standard\",$I20=4),Reference!$D$94,(IF(AND($F20=\"Medium\",$I20=4),Reference!$D$95,(IF(AND($F20=\"High\",$I20=4),Reference!$D$96,(IF(AND($F20=\"Standard\",$I20=7),Reference!$D$97,(IF(AND($F20=\"Medium\",$I20=7),Reference!$D$98,(IF(AND($F20=\"High\",$I20=7),Reference!$D$99,(IF(AND($F20=\"Standard\",$I20=8),Reference!$D$97,(IF(AND($F20=\"Medium\",$I20=8),Reference!$D$98,(IF(AND($F20=\"High\",$I20=8),Reference!$D$99,(IF(AND($F20=\"Standard\",$I20=9),Reference!$D$100,(IF(AND($F20=\"Medium\",$I20=9),Reference!$D$101,(IF(AND($F20=\"High\",$I20=9),Reference!$D$102,(IF(AND($F20=\"Standard\",$I20=11),Reference!$D$103,(IF(AND($F20=\"Medium\",$I20=11),Reference!$D$104,(IF(AND($F20=\"High\",$I20=11),Reference!$D$105,(IF(AND($F20=\"Standard\",$I20=12),Reference!$D$103,(IF(AND($F20=\"Medium\",$I20=12),Reference!$D$104,(IF(AND($F20=\"High\",$I20=12),Reference!$D$105,(IF(AND($F20=\"Standard\",$I20=13),Reference!$D$106,(IF(AND($F20=\"Medium\",$I20=13),Reference!$D$107,(IF(AND($F20=\"High\",$I20=13),Reference!$D$108,(IF(AND($F20=\"Standard\",$I20=16),Reference!$D$109,(IF(AND($F20=\"Medium\",$I20=16),Reference!$D$110,(IF(AND($F20=\"High\",$I20=16),Reference!$D$111,(IF(AND($F20=\"Standard\",$I20=17),Reference!$D$109,(IF(AND($F20=\"Medium\",$I20=17),Reference!$D$110,(IF(AND($F20=\"High\",$I20=17),Reference!$D$111,(IF(AND($F20=\"Standard\",$I20=18),Reference!$D$112,(IF(AND($F20=\"Medium\",$I20=18),Reference!$D$113,(IF(AND($F20=\"High\",$I20=18),Reference!$D$114,(IF(AND($F20=\"Standard\",$I20=21),Reference!$D$115,(IF(AND($F20=\"Medium\",$I20=21),Reference!$D$116,(IF(AND($F20=\"High\",$I20=21),Reference!$D$117,(IF(AND($F20=\"Standard\",$I20=23),Reference!$D$118,(IF(AND($F20=\"Medium\",$I20=23),Reference!$D$119,(IF(AND($F20=\"High\",$I20=23),Reference!$D$120,0))))))))))))))))))))))))))))))))))))))))))))))))))))))))))))))))))))))))))))))))))))),0)))","v":0},0,0,0,null,"No",0,0,0,0,{"$f":"IF($AN20=\"Yes\",IF($AO20=1,Reference!#REF!,IF($AO20=2,Reference!#REF!,IF($AO20=3,Reference!#REF!,0))),(IF($AP20=1,IF($AR20=2,Reference!$C$194,IF($AR20=3,Reference!$C$196,IF($AR20=4,Reference!$C$198,0))),IF($AP20=2,IF($AR20=3,Reference!$C$195,IF($AR20=4,Reference!$C$197,IF($AR20=5,Reference!$C$199,0))),0))))","v":0},{"$f":"IF(AN20=\"Yes\",IF($AO20=1,Reference!#REF!,IF($AO20=2,Reference!#REF!,IF($AO20=3,Reference!#REF!,0))),(IF($AP20=1,IF($AR20=2,Reference!$E$194,IF($AR20=3,Reference!$E$196,IF($AR20=4,Reference!$E$198,0))),IF($AP20=2,IF($AR20=3,Reference!$E$195,IF($AR20=4,Reference!$E$197,IF($AR20=5,Reference!$E$199,0))),0))))","v":0},{"$f":"IF($AN20=\"Yes\",IF($AO20=1,Reference!#REF!,IF($AO20=2,Reference!#REF!,IF($AO20=3,Reference!#REF!,0))),(IF($AP20=1,IF($AR20=2,Reference!$D$194,IF($AR20=3,Reference!$D$196,IF($AR20=4,Reference!$D$198,0))),IF($AP20=2,IF($AR20=3,Reference!$D$195,IF($AR20=4,Reference!$D$197,IF($AR20=5,Reference!$D$199,0))),0))))","v":0},0,"4.  Freeze Version",0,0,null,{"$f":"IF($AX20=\"Yes\",(IF($AZ20=\"NU2\",Reference!$B$221,IF($AZ20=\"NU2D\",Reference!$B$222,IF($AZ20=\"NU5N\",Reference!$B$223,IF($AZ20=\"NU5DN\",Reference!$B$224,IF($AZ20=\"NU5DOData\",Reference!$B$225,IF($AZ20=\"NU5DOFD\",Reference!$B$227,\"\"))))))),0)","v":0},{"$f":"IF($AX20=\"Yes\",(IF($AZ20=\"NU2\",Reference!$D$221,IF($AZ20=\"NU2D\",Reference!$D$222,IF($AZ20=\"NU5N\",Reference!$D$223,IF($AZ20=\"NU5DN\",Reference!$D$224,IF($AZ20=\"NU5DOData\",Reference!$D$225,IF($AZ20=\"NU5DOFD\",Reference!$D$227,0))))))),0)","v":0},{"$f":"IF($AX20=\"Yes\",(IF($AZ20=\"NU2\",Reference!$E$221,IF($AZ20=\"NU2D\",Reference!$E$222,IF($AZ20=\"NU5N\",Reference!$E$223,IF($AZ20=\"NU5DN\",Reference!$E$224,IF($AZ20=\"NU5DOData\",Reference!$E$225,IF($AZ20=\"NU5DOFD\",Reference!$E$227,IF($AZ20=\"NU5DF\",Reference!$E$226,0)))))))),0)","v":0},null,null,null,0,{"$f":"IF($BE20=\"AD-10-1960\",Reference!$G$232,IF($BE20=\"AD-10-1963\",Reference!$G$233,IF($BE20=\"AD-10-1966\",Reference!$G$237,IF($BE20=\"AD-10-1975\",Reference!$G$237,IF($BE20=\"AD-10-1980\",Reference!$G$238,IF($BE20=\"AD-10-2000\",Reference!$G$235,IF($BE20=\"AD-10-2010\",Reference!$G$236,\"\")))))))","v":""},{"$f":"IF($BE20=\"AD-10-1960\",Reference!$F$232,IF($BE20=\"AD-10-1963\",Reference!$F$233,IF($BE20=\"AD-10-1966\",Reference!$F$237,IF($BE20=\"AD-10-1975\",Reference!$F$237,IF($BE20=\"AD-10-1980\",Reference!$F$238,IF($BE20=\"AD-10-2000\",Reference!$F$235,IF($BE20=\"AD-10-2010\",Reference!$F$236,\"\")))))))","v":""},{"$f":"IF($BE20=\"AD-10-1960\",Reference!$E$232,IF($BE20=\"AD-10-1963\",Reference!$E$233,IF($BE20=\"AD-10-1966\",Reference!$E$237,IF($BE20=\"AD-10-1975\",Reference!$E$237,IF($BE20=\"AD-10-1980\",Reference!$E$238,IF($BE20=\"AD-10-2000\",Reference!$E$235,IF($BE20=\"AD-10-2010\",Reference!$E$236,\"\")))))))","v":""}," ",0,{"$f":"(IF($D20>0,(IF($BL20=\"AD-05-5400\",'Battery Consumption'!$D$5,IF($BL20=\"AD-05-5410\",'Battery Consumption'!$D$6,IF($BL20=\"AD-05-5405\",'Battery Consumption'!$D$7,IF($BL20=\"AD-05-5415\",'Battery Consumption'!$D$8,IF($BL20=\"AD-05-5425\",'Battery Consumption'!$D$9,IF($BL20=\"AD-05-5420\",'Battery Consumption'!$D$10,IF($BL20=\"AD-05-5430\",'Battery Consumption'!$D$11,IF($BL20=\"AD-05-5440\",'Battery Consumption'!$D$12,IF($BL20=\"AD-05-5435\",'Battery Consumption'!$D$13,IF($BL20=\"AD-05-5445\",'Battery Consumption'!$D$14,IF($BL20=\"AD-05-5455\",'Battery Consumption'!$D$15,IF($BL20=\"AD-05-5450\",'Battery Consumption'!$D$16,IF($BL20=\"AD-05-5460\",'Battery Consumption'!$D$17,IF($BL20=\"AD-05-5465\",'Battery Consumption'!$D$18,IF($BL20=\"AD-05-5470\",'Battery Consumption'!$D$19,IF($BL20=\"AD-05-5401\",'Battery Consumption'!$D$20,IF($BL20=\"AD-05-5413\",'Battery Consumption'!$D$21,IF($BL20=\"AD-05-5406\",'Battery Consumption'!$D$22,IF($BL20=\"AD-05-5416\",'Battery Consumption'!$D$23,IF($BL20=\"AD-05-5426\",'Battery Consumption'!$D$24,IF($BL20=\"AD-05-5421\",'Battery Consumption'!$D$25,IF($BL20=\"AD-05-5432\",'Battery Consumption'!$D$26,IF($BL20=\"AD-05-5441\",'Battery Consumption'!$D$27,IF($BL20=\"AD-05-5437\",'Battery Consumption'!$D$28,IF($BL20=\"AD-05-5446\",'Battery Consumption'!$D$29,IF($BL20=\"AD-05-5456\",'Battery Consumption'!$D$30,IF($BL20=\"AD-05-5451\",'Battery Consumption'!$D$31,IF($BL20=\"AD-05-5461\",'Battery Consumption'!$D$32,IF($BL20=\"AD-05-5471\",'Battery Consumption'!$D$33,IF($BL20=\"AD-05-5466\",'Battery Consumption'!$D$34,0))))))))))))))))))))))))))))))),0))","v":0},0,{"$f":"(IF($D20>0,(IF($BL20=\"AD-05-5400\",'Battery Consumption'!$E$5,IF($BL20=\"AD-05-5410\",'Battery Consumption'!$E$6,IF($BL20=\"AD-05-5405\",'Battery Consumption'!$E$7,IF($BL20=\"AD-05-5415\",'Battery Consumption'!$E$8,IF($BL20=\"AD-05-5425\",'Battery Consumption'!$E$9,IF($BL20=\"AD-05-5420\",'Battery Consumption'!$E$10,IF($BL20=\"AD-05-5430\",'Battery Consumption'!$E$11,IF($BL20=\"AD-05-5440\",'Battery Consumption'!$E$12,IF($BL20=\"AD-05-5435\",'Battery Consumption'!$E$13,IF($BL20=\"AD-05-5445\",'Battery Consumption'!$E$14,IF($BL20=\"AD-05-5455\",'Battery Consumption'!$E$15,IF($BL20=\"AD-05-5450\",'Battery Consumption'!$E$16,IF($BL20=\"AD-05-5460\",'Battery Consumption'!$E$17,IF($BL20=\"AD-05-5465\",'Battery Consumption'!$E$18,IF($BL20=\"AD-05-5470\",'Battery Consumption'!$E$19,IF($BL20=\"AD-05-5401\",'Battery Consumption'!$E$20,IF($BL20=\"AD-05-5413\",'Battery Consumption'!$E$21,IF($BL20=\"AD-05-5406\",'Battery Consumption'!$E$22,IF($BL20=\"AD-05-5416\",'Battery Consumption'!$E$23,IF($BL20=\"AD-05-5426\",'Battery Consumption'!$E$24,IF($BL20=\"AD-05-5421\",'Battery Consumption'!$E$25,IF($BL20=\"AD-05-5432\",'Battery Consumption'!$E$26,IF($BL20=\"AD-05-5441\",'Battery Consumption'!$E$27,IF($BL20=\"AD-05-5437\",'Battery Consumption'!$E$28,IF($BL20=\"AD-05-5446\",'Battery Consumption'!$E$29,IF($BL20=\"AD-05-5456\",'Battery Consumption'!$E$30,IF($BL20=\"AD-05-5451\",'Battery Consumption'!$E$31,IF($BL20=\"AD-05-5461\",'Battery Consumption'!$E$32,IF($BL20=\"AD-05-5471\",'Battery Consumption'!$E$33,IF($BL20=\"AD-05-5466\",'Battery Consumption'!$E$34,0))))))))))))))))))))))))))))))),0))","v":0},0,0,{"$f":"IF($D20>0,(IF($BQ20<12,Reference!$J$259,IF($BQ20<24,Reference!$J$260,IF($BQ20<65,Reference!$J$260,\"Get your own\")))),0)","v":0},{"$f":"IF($D20>0,(IF($BQ20<12,Reference!$F$259,IF($BQ20<24,Reference!$F$260,IF($BQ20<65,Reference!$F$260,\"Get your own\")))),0)","v":0},{"$f":"IF($D20>0,(IF($BQ20<12,Reference!$H$259,IF($BQ20<24,Reference!$H$260,IF($BQ20<65,Reference!$H$260,\"Get your own\")))),0)","v":0},null,0,null,null,"AD-05-5470","Net-TopSensUL Silent-TT1",0,"FM"]
[15,null,null,null,null,null,0,0,0,0,0,0,0,0,0,null,{"$f":"IF($D$3=\"UL\",(IF(AND($G21=1,$H21=1),Reference!$C$53,IF(AND($G21=2,$H21=1),Reference!$C$54,IF(AND($G21=3,$H21=1),Reference!$C$55,IF(AND($G21=1,$H21=2),Reference!$C$56,IF(AND($G21=2,$H21=2),Reference!$C$57,IF(AND($G21=3,$H21=2),Reference!$C$58,IF(AND($G21=1,$H21=3),Reference!$C$59,IF(AND($G21=2,$H21=3),Reference!$C$60,IF(AND($G21=3,$H21=3),Reference!$C$61,IF(AND($G21=1,$H21=4),Reference!$C$62,IF(AND($G21=2,$H21=4),Reference!$C$63,IF(AND($G21=3,$H21=4),Reference!$C$64,IF(AND($G21=1,$H21=5),Reference!$C$65,IF(AND($G21=2,$H21=5),Reference!$C$66,IF(AND($G21=3,$H21=5),Reference!$C$67,0)))))))))))))))),(IF(AND($G21=1,$H21=1),Reference!$C$38,IF(AND($G21=2,$H21=1),Reference!$C$39,IF(AND($G21=3,$H21=1),Reference!$C$40,IF(AND($G21=1,$H21=2),Reference!$C$41,IF(AND($G21=2,$H21=2),Reference!$C$42,IF(AND($G21=3,$H21=2),Reference!$C$43,IF(AND($G21=1,$H21=3),Reference!$C$44,IF(AND($G21=2,$H21=3),Reference!$C$45,IF(AND($G21=3,$H21=3),Reference!$C$46,IF(AND($G21=1,$H21=4),Reference!$C$47,IF(AND($G21=2,$H21=4),Reference!$C$48,IF(AND($G21=3,$H21=4),Reference!$C$49,IF(AND($G21=1,$H21=5),Reference!$C$50,IF(AND($G21=2,$H21=5),Reference!$C$51,IF(AND($G21=3,$H21=5),Reference!$C$52,0)))))))))))))))))","v":0},{"$f":"IF($D$3=\"UL\",(IF(AND($G21=1,$H21=1),Reference!$B$53,IF(AND($G21=2,$H21=1),Reference!$B$54,IF(AND($G21=3,$H21=1),Reference!$B$55,IF(AND($G21=1,$H21=2),Reference!$B$56,IF(AND($G21=2,$H21=2),Reference!$B$57,IF(AND($G21=3,$H21=2),Reference!$B$58,IF(AND($G21=1,$H21=3),Reference!$B$59,IF(AND($G21=2,$H21=3),Reference!$B$60,IF(AND($G21=3,$H21=3),Reference!$B$61,IF(AND($G21=1,$H21=4),Reference!$B$62,IF(AND($G21=2,$H21=4),Reference!$B$63,IF(AND($G21=3,$H21=4),Reference!$B$64,IF(AND($G21=1,$H21=5),Reference!$B$65,IF(AND($G21=2,$H21=5),Reference!$B$66,IF(AND($G21=3,$H21=5),Reference!$B$67,0)))))))))))))))),(IF(AND($G21=1,$H21=1),Reference!$B$38,IF(AND($G21=2,$H21=1),Reference!$B$39,IF(AND($G21=3,$H21=1),Reference!$B$40,IF(AND($G21=1,$H21=2),Reference!$B$41,IF(AND($G21=2,$H21=2),Reference!$B$42,IF(AND($G21=3,$H21=2),Reference!$B$43,IF(AND($G21=1,$H21=3),Reference!$B$44,IF(AND($G21=2,$H21=3),Reference!$B$45,IF(AND($G21=3,$H21=3),Reference!$B$46,IF(AND($G21=1,$H21=4),Reference!$B$47,IF(AND($G21=2,$H21=4),Reference!$B$48,IF(AND($G21=3,$H21=4),Reference!$B$49,IF(AND($G21=1,$H21=5),Reference!$B$50,IF(AND($G21=2,$H21=5),Reference!$B$51,IF(AND($G21=3,$H21=5),Reference!$B$52,0)))))))))))))))))","v":0},0,0,null,0,0,null,null,null,null,null,0,0,null,null,{"$f":"IF($D$3=\"UL\",(IF($G21>0,((IF(AND($F21=\"Standard\",$I21=2),Reference!$B$121,(IF(AND($F21=\"Medium\",$I21=2),Reference!$B$122,(IF(AND($F21=\"High\",$I21=2),Reference!$B$123,(IF(AND($F21=\"Standard\",$I21=3),Reference!$B$121,(IF(AND($F21=\"Medium\",$I21=3),Reference!$B$122,(IF(AND($F21=\"High\",$I21=3),Reference!$B$123,(IF(AND($F21=\"Standard\",$I21=4),Reference!$B$124,(IF(AND($F21=\"Medium\",$I21=4),Reference!$B$125,(IF(AND($F21=\"High\",$I21=4),Reference!$B$126,(IF(AND($F21=\"Standard\",$I21=7),Reference!$B$127,(IF(AND($F21=\"Medium\",$I21=7),Reference!$B$128,(IF(AND($F21=\"High\",$I21=7),Reference!$B$129,(IF(AND($F21=\"Standard\",$I21=8),Reference!$B$97,(IF(AND($F21=\"Medium\",$I21=8),Reference!$B$98,(IF(AND($F21=\"High\",$I21=8),Reference!$B$99,(IF(AND($F21=\"Standard\",$I21=9),Reference!$B$130,(IF(AND($F21=\"Medium\",$I21=9),Reference!$B$131,(IF(AND($F21=\"High\",$I21=9),Reference!$B$132,(IF(AND($F21=\"Standard\",$I21=11),Reference!$B$133,(IF(AND($F21=\"Medium\",$I21=11),Reference!$B$134,(IF(AND($F21=\"High\",$I21=11),Reference!$B$135,(IF(AND($F21=\"Standard\",$I21=12),Reference!$B$133,(IF(AND($F21=\"Medium\",$I21=12),Reference!$B$134,(IF(AND($F21=\"High\",$I21=12),Reference!$B$135,(IF(AND($F21=\"Standard\",$I21=13),Reference!$B$136,(IF(AND($F21=\"Medium\",$I21=13),Reference!$B$137,(IF(AND($F21=\"High\",$I21=13),Reference!$B$138,(IF(AND($F21=\"Standard\",$I21=16),Reference!$B$139,(IF(AND($F21=\"Medium\",$I21=16),Reference!$B$140,(IF(AND($F21=\"High\",$I21=16),Reference!$B$141,(IF(AND($F21=\"Standard\",$I21=17),Reference!$B$139,(IF(AND($F21=\"Medium\",$I21=17),Reference!$B$140,(IF(AND($F21=\"High\",$I21=17),Reference!$B$141,(IF(AND($F21=\"Standard\",$I21=18),Reference!$B$142,(IF(AND($F21=\"Medium\",$I21=18),Reference!$B$143,(IF(AND($F21=\"High\",$I21=18),Reference!$B$144,(IF(AND($F21=\"Standard\",$I21=21),Reference!$B$145,(IF(AND($F21=\"Medium\",$I21=21),Reference!$B$146,(IF(AND($F21=\"High\",$I21=21),Reference!$B$147,(IF(AND($F21=\"Standard\",$I21=23),Reference!$B$148,(IF(AND($F21=\"Medium\",$I21=23),Reference!$B$149,(IF(AND($F21=\"High\",$I21=23),Reference!$B$150,0))))))))))))))))))))))))))))))))))))))))))))))))))))))))))))))))))))))))))))))))))))),0)),(IF($G21>0,((IF(AND($F21=\"Standard\",$I21=2),Reference!$B$91,(IF(AND($F21=\"Medium\",$I21=2),Reference!$B$92,(IF(AND($F21=\"High\",$I21=2),Reference!$B$93,(IF(AND($F21=\"Standard\",$I21=3),Reference!$B$91,(IF(AND($F21=\"Medium\",$I21=3),Reference!$B$92,(IF(AND($F21=\"High\",$I21=3),Reference!$B$93,(IF(AND($F21=\"Standard\",$I21=4),Reference!$B$94,(IF(AND($F21=\"Medium\",$I21=4),Reference!$B$95,(IF(AND($F21=\"High\",$I21=4),Reference!$B$96,(IF(AND($F21=\"Standard\",$I21=7),Reference!$B$97,(IF(AND($F21=\"Medium\",$I21=7),Reference!$B$98,(IF(AND($F21=\"High\",$I21=7),Reference!$B$99,(IF(AND($F21=\"Standard\",$I21=8),Reference!$B$97,(IF(AND($F21=\"Medium\",$I21=8),Reference!$B$98,(IF(AND($F21=\"High\",$I21=8),Reference!$B$99,(IF(AND($F21=\"Standard\",$I21=9),Reference!$B$100,(IF(AND($F21=\"Medium\",$I21=9),Reference!$B$101,(IF(AND($F21=\"High\",$I21=9),Reference!$B$102,(IF(AND($F21=\"Standard\",$I21=11),Reference!$B$103,(IF(AND($F21=\"Medium\",$I21=11),Reference!$B$104,(IF(AND($F21=\"High\",$I21=11),Reference!$B$105,(IF(AND($F21=\"Standard\",$I21=12),Reference!$B$103,(IF(AND($F21=\"Medium\",$I21=12),Reference!$B$104,(IF(AND($F21=\"High\",$I21=12),Reference!$B$105,(IF(AND($F21=\"Standard\",$I21=13),Reference!$B$106,(IF(AND($F21=\"Medium\",$I21=13),Reference!$B$107,(IF(AND($F21=\"High\",$I21=13),Reference!$B$108,(IF(AND($F21=\"Standard\",$I21=16),Reference!$B$109,(IF(AND($F21=\"Medium\",$I21=16),Reference!$B$110,(IF(AND($F21=\"High\",$I21=16),Reference!$B$111,(IF(AND($F21=\"Standard\",$I21=17),Reference!$B$109,(IF(AND($F21=\"Medium\",$I21=17),Reference!$B$110,(IF(AND($F21=\"High\",$I21=17),Reference!$B$111,(IF(AND($F21=\"Standard\",$I21=18),Reference!$B$112,(IF(AND($F21=\"Medium\",$I21=18),Reference!$B$113,(IF(AND($F21=\"High\",$I21=18),Reference!$B$114,(IF(AND($F21=\"Standard\",$I21=21),Reference!$B$115,(IF(AND($F21=\"Medium\",$I21=21),Reference!$B$116,(IF(AND($F21=\"High\",$I21=21),Reference!$B$117,(IF(AND($F21=\"Standard\",$I21=23),Reference!$B$118,(IF(AND($F21=\"Medium\",$I21=23),Reference!$B$119,(IF(AND($F21=\"High\",$I21=23),Reference!$B$120,0))))))))))))))))))))))))))))))))))))))))))))))))))))))))))))))))))))))))))))))))))))),0)))","v":0},{"$f":"IF($D$3=\"UL\",(IF($G21>0,((IF(AND($F21=\"Standard\",$I21=2),Reference!$C$121,(IF(AND($F21=\"Medium\",$I21=2),Reference!$C$122,(IF(AND($F21=\"High\",$I21=2),Reference!$C$123,(IF(AND($F21=\"Standard\",$I21=3),Reference!$C$121,(IF(AND($F21=\"Medium\",$I21=3),Reference!$C$122,(IF(AND($F21=\"High\",$I21=3),Reference!$C$123,(IF(AND($F21=\"Standard\",$I21=4),Reference!$C$124,(IF(AND($F21=\"Medium\",$I21=4),Reference!$C$125,(IF(AND($F21=\"High\",$I21=4),Reference!$C$126,(IF(AND($F21=\"Standard\",$I21=7),Reference!$C$127,(IF(AND($F21=\"Medium\",$I21=7),Reference!$C$128,(IF(AND($F21=\"High\",$I21=7),Reference!$C$129,(IF(AND($F21=\"Standard\",$I21=8),Reference!$C$97,(IF(AND($F21=\"Medium\",$I21=8),Reference!$C$98,(IF(AND($F21=\"High\",$I21=8),Reference!$C$99,(IF(AND($F21=\"Standard\",$I21=9),Reference!$C$130,(IF(AND($F21=\"Medium\",$I21=9),Reference!$C$131,(IF(AND($F21=\"High\",$I21=9),Reference!$C$132,(IF(AND($F21=\"Standard\",$I21=11),Reference!$C$133,(IF(AND($F21=\"Medium\",$I21=11),Reference!$C$134,(IF(AND($F21=\"High\",$I21=11),Reference!$C$135,(IF(AND($F21=\"Standard\",$I21=12),Reference!$C$133,(IF(AND($F21=\"Medium\",$I21=12),Reference!$C$134,(IF(AND($F21=\"High\",$I21=12),Reference!$C$135,(IF(AND($F21=\"Standard\",$I21=13),Reference!$C$136,(IF(AND($F21=\"Medium\",$I21=13),Reference!$C$137,(IF(AND($F21=\"High\",$I21=13),Reference!$C$138,(IF(AND($F21=\"Standard\",$I21=16),Reference!$C$139,(IF(AND($F21=\"Medium\",$I21=16),Reference!$C$140,(IF(AND($F21=\"High\",$I21=16),Reference!$C$141,(IF(AND($F21=\"Standard\",$I21=17),Reference!$C$139,(IF(AND($F21=\"Medium\",$I21=17),Reference!$C$140,(IF(AND($F21=\"High\",$I21=17),Reference!$C$141,(IF(AND($F21=\"Standard\",$I21=18),Reference!$C$142,(IF(AND($F21=\"Medium\",$I21=18),Reference!$C$143,(IF(AND($F21=\"High\",$I21=18),Reference!$C$144,(IF(AND($F21=\"Standard\",$I21=21),Reference!$C$145,(IF(AND($F21=\"Medium\",$I21=21),Reference!$C$146,(IF(AND($F21=\"High\",$I21=21),Reference!$C$147,(IF(AND($F21=\"Standard\",$I21=23),Reference!$C$148,(IF(AND($F21=\"Medium\",$I21=23),Reference!$C$149,(IF(AND($F21=\"High\",$I21=23),Reference!$C$150,0))))))))))))))))))))))))))))))))))))))))))))))))))))))))))))))))))))))))))))))))))))),0)),(IF($G21>0,((IF(AND($F21=\"Standard\",$I21=2),Reference!$C$91,(IF(AND($F21=\"Medium\",$I21=2),Reference!$C$92,(IF(AND($F21=\"High\",$I21=2),Reference!$C$93,(IF(AND($F21=\"Standard\",$I21=3),Reference!$C$91,(IF(AND($F21=\"Medium\",$I21=3),Reference!$C$92,(IF(AND($F21=\"High\",$I21=3),Reference!$C$93,(IF(AND($F21=\"Standard\",$I21=4),Reference!$C$94,(IF(AND($F21=\"Medium\",$I21=4),Reference!$C$95,(IF(AND($F21=\"High\",$I21=4),Reference!$C$96,(IF(AND($F21=\"Standard\",$I21=7),Reference!$C$97,(IF(AND($F21=\"Medium\",$I21=7),Reference!$C$98,(IF(AND($F21=\"High\",$I21=7),Reference!$C$99,(IF(AND($F21=\"Standard\",$I21=8),Reference!$C$97,(IF(AND($F21=\"Medium\",$I21=8),Reference!$C$98,(IF(AND($F21=\"High\",$I21=8),Reference!$C$99,(IF(AND($F21=\"Standard\",$I21=9),Reference!$C$100,(IF(AND($F21=\"Medium\",$I21=9),Reference!$C$101,(IF(AND($F21=\"High\",$I21=9),Reference!$C$102,(IF(AND($F21=\"Standard\",$I21=11),Reference!$C$103,(IF(AND($F21=\"Medium\",$I21=11),Reference!$C$104,(IF(AND($F21=\"High\",$I21=11),Reference!$C$105,(IF(AND($F21=\"Standard\",$I21=12),Reference!$C$103,(IF(AND($F21=\"Medium\",$I21=12),Reference!$C$104,(IF(AND($F21=\"High\",$I21=12),Reference!$C$105,(IF(AND($F21=\"Standard\",$I21=13),Reference!$C$106,(IF(AND($F21=\"Medium\",$I21=13),Reference!$C$107,(IF(AND($F21=\"High\",$I21=13),Reference!$C$108,(IF(AND($F21=\"Standard\",$I21=16),Reference!$C$109,(IF(AND($F21=\"Medium\",$I21=16),Reference!$C$110,(IF(AND($F21=\"High\",$I21=16),Reference!$C$111,(IF(AND($F21=\"Standard\",$I21=17),Reference!$C$109,(IF(AND($F21=\"Medium\",$I21=17),Reference!$C$110,(IF(AND($F21=\"High\",$I21=17),Reference!$C$111,(IF(AND($F21=\"Standard\",$I21=18),Reference!$C$112,(IF(AND($F21=\"Medium\",$I21=18),Reference!$C$113,(IF(AND($F21=\"High\",$I21=18),Reference!$C$114,(IF(AND($F21=\"Standard\",$I21=21),Reference!$C$115,(IF(AND($F21=\"Medium\",$I21=21),Reference!$C$116,(IF(AND($F21=\"High\",$I21=21),Reference!$C$117,(IF(AND($F21=\"Standard\",$I21=23),Reference!$C$118,(IF(AND($F21=\"Medium\",$I21=23),Reference!$C$119,(IF(AND($F21=\"High\",$I21=23),Reference!$C$120,0))))))))))))))))))))))))))))))))))))))))))))))))))))))))))))))))))))))))))))))))))))),0)))","v":0},{"$f":"IF($D$3=\"UL\",(IF($G21>0,((IF(AND($F21=\"Standard\",$I21=2),Reference!$D$121,(IF(AND($F21=\"Medium\",$I21=2),Reference!$D$122,(IF(AND($F21=\"High\",$I21=2),Reference!$D$123,(IF(AND($F21=\"Standard\",$I21=3),Reference!$D$121,(IF(AND($F21=\"Medium\",$I21=3),Reference!$D$122,(IF(AND($F21=\"High\",$I21=3),Reference!$D$123,(IF(AND($F21=\"Standard\",$I21=4),Reference!$D$124,(IF(AND($F21=\"Medium\",$I21=4),Reference!$D$125,(IF(AND($F21=\"High\",$I21=4),Reference!$D$126,(IF(AND($F21=\"Standard\",$I21=7),Reference!$D$127,(IF(AND($F21=\"Medium\",$I21=7),Reference!$D$128,(IF(AND($F21=\"High\",$I21=7),Reference!$D$129,(IF(AND($F21=\"Standard\",$I21=8),Reference!$D$97,(IF(AND($F21=\"Medium\",$I21=8),Reference!$D$98,(IF(AND($F21=\"High\",$I21=8),Reference!$D$99,(IF(AND($F21=\"Standard\",$I21=9),Reference!$D$130,(IF(AND($F21=\"Medium\",$I21=9),Reference!$D$131,(IF(AND($F21=\"High\",$I21=9),Reference!$D$132,(IF(AND($F21=\"Standard\",$I21=11),Reference!$D$133,(IF(AND($F21=\"Medium\",$I21=11),Reference!$D$134,(IF(AND($F21=\"High\",$I21=11),Reference!$D$135,(IF(AND($F21=\"Standard\",$I21=12),Reference!$D$133,(IF(AND($F21=\"Medium\",$I21=12),Reference!$D$134,(IF(AND($F21=\"High\",$I21=12),Reference!$D$135,(IF(AND($F21=\"Standard\",$I21=13),Reference!$D$136,(IF(AND($F21=\"Medium\",$I21=13),Reference!$D$137,(IF(AND($F21=\"High\",$I21=13),Reference!$D$138,(IF(AND($F21=\"Standard\",$I21=16),Reference!$D$139,(IF(AND($F21=\"Medium\",$I21=16),Reference!$D$140,(IF(AND($F21=\"High\",$I21=16),Reference!$D$141,(IF(AND($F21=\"Standard\",$I21=17),Reference!$D$139,(IF(AND($F21=\"Medium\",$I21=17),Reference!$D$140,(IF(AND($F21=\"High\",$I21=17),Reference!$D$141,(IF(AND($F21=\"Standard\",$I21=18),Reference!$D$142,(IF(AND($F21=\"Medium\",$I21=18),Reference!$D$143,(IF(AND($F21=\"High\",$I21=18),Reference!$D$144,(IF(AND($F21=\"Standard\",$I21=21),Reference!$D$145,(IF(AND($F21=\"Medium\",$I21=21),Reference!$D$146,(IF(AND($F21=\"High\",$I21=21),Reference!$D$147,(IF(AND($F21=\"Standard\",$I21=23),Reference!$D$148,(IF(AND($F21=\"Medium\",$I21=23),Reference!$D$149,(IF(AND($F21=\"High\",$I21=23),Reference!$D$150,0))))))))))))))))))))))))))))))))))))))))))))))))))))))))))))))))))))))))))))))))))))),0)),(IF($G21>0,((IF(AND($F21=\"Standard\",$I21=2),Reference!$D$91,(IF(AND($F21=\"Medium\",$I21=2),Reference!$D$92,(IF(AND($F21=\"High\",$I21=2),Reference!$D$93,(IF(AND($F21=\"Standard\",$I21=3),Reference!$D$91,(IF(AND($F21=\"Medium\",$I21=3),Reference!$D$92,(IF(AND($F21=\"High\",$I21=3),Reference!$D$93,(IF(AND($F21=\"Standard\",$I21=4),Reference!$D$94,(IF(AND($F21=\"Medium\",$I21=4),Reference!$D$95,(IF(AND($F21=\"High\",$I21=4),Reference!$D$96,(IF(AND($F21=\"Standard\",$I21=7),Reference!$D$97,(IF(AND($F21=\"Medium\",$I21=7),Reference!$D$98,(IF(AND($F21=\"High\",$I21=7),Reference!$D$99,(IF(AND($F21=\"Standard\",$I21=8),Reference!$D$97,(IF(AND($F21=\"Medium\",$I21=8),Reference!$D$98,(IF(AND($F21=\"High\",$I21=8),Reference!$D$99,(IF(AND($F21=\"Standard\",$I21=9),Reference!$D$100,(IF(AND($F21=\"Medium\",$I21=9),Reference!$D$101,(IF(AND($F21=\"High\",$I21=9),Reference!$D$102,(IF(AND($F21=\"Standard\",$I21=11),Reference!$D$103,(IF(AND($F21=\"Medium\",$I21=11),Reference!$D$104,(IF(AND($F21=\"High\",$I21=11),Reference!$D$105,(IF(AND($F21=\"Standard\",$I21=12),Reference!$D$103,(IF(AND($F21=\"Medium\",$I21=12),Reference!$D$104,(IF(AND($F21=\"High\",$I21=12),Reference!$D$105,(IF(AND($F21=\"Standard\",$I21=13),Reference!$D$106,(IF(AND($F21=\"Medium\",$I21=13),Reference!$D$107,(IF(AND($F21=\"High\",$I21=13),Reference!$D$108,(IF(AND($F21=\"Standard\",$I21=16),Reference!$D$109,(IF(AND($F21=\"Medium\",$I21=16),Reference!$D$110,(IF(AND($F21=\"High\",$I21=16),Reference!$D$111,(IF(AND($F21=\"Standard\",$I21=17),Reference!$D$109,(IF(AND($F21=\"Medium\",$I21=17),Reference!$D$110,(IF(AND($F21=\"High\",$I21=17),Reference!$D$111,(IF(AND($F21=\"Standard\",$I21=18),Reference!$D$112,(IF(AND($F21=\"Medium\",$I21=18),Reference!$D$113,(IF(AND($F21=\"High\",$I21=18),Reference!$D$114,(IF(AND($F21=\"Standard\",$I21=21),Reference!$D$115,(IF(AND($F21=\"Medium\",$I21=21),Reference!$D$116,(IF(AND($F21=\"High\",$I21=21),Reference!$D$117,(IF(AND($F21=\"Standard\",$I21=23),Reference!$D$118,(IF(AND($F21=\"Medium\",$I21=23),Reference!$D$119,(IF(AND($F21=\"High\",$I21=23),Reference!$D$120,0))))))))))))))))))))))))))))))))))))))))))))))))))))))))))))))))))))))))))))))))))))),0)))","v":0},0,0,0,null,"No",0,0,0,0,{"$f":"IF($AN21=\"Yes\",IF($AO21=1,Reference!#REF!,IF($AO21=2,Reference!#REF!,IF($AO21=3,Reference!#REF!,0))),(IF($AP21=1,IF($AR21=2,Reference!$C$194,IF($AR21=3,Reference!$C$196,IF($AR21=4,Reference!$C$198,0))),IF($AP21=2,IF($AR21=3,Reference!$C$195,IF($AR21=4,Reference!$C$197,IF($AR21=5,Reference!$C$199,0))),0))))","v":0},{"$f":"IF(AN21=\"Yes\",IF($AO21=1,Reference!#REF!,IF($AO21=2,Reference!#REF!,IF($AO21=3,Reference!#REF!,0))),(IF($AP21=1,IF($AR21=2,Reference!$E$194,IF($AR21=3,Reference!$E$196,IF($AR21=4,Reference!$E$198,0))),IF($AP21=2,IF($AR21=3,Reference!$E$195,IF($AR21=4,Reference!$E$197,IF($AR21=5,Reference!$E$199,0))),0))))","v":0},{"$f":"IF($AN21=\"Yes\",IF($AO21=1,Reference!#REF!,IF($AO21=2,Reference!#REF!,IF($AO21=3,Reference!#REF!,0))),(IF($AP21=1,IF($AR21=2,Reference!$D$194,IF($AR21=3,Reference!$D$196,IF($AR21=4,Reference!$D$198,0))),IF($AP21=2,IF($AR21=3,Reference!$D$195,IF($AR21=4,Reference!$D$197,IF($AR21=5,Reference!$D$199,0))),0))))","v":0},0,null,0,0,null,{"$f":"IF($AX21=\"Yes\",(IF($AZ21=\"NU2\",Reference!$B$221,IF($AZ21=\"NU2D\",Reference!$B$222,IF($AZ21=\"NU5N\",Reference!$B$223,IF($AZ21=\"NU5DN\",Reference!$B$224,IF($AZ21=\"NU5DOData\",Reference!$B$225,IF($AZ21=\"NU5DOFD\",Reference!$B$227,\"\"))))))),0)","v":0},{"$f":"IF($AX21=\"Yes\",(IF($AZ21=\"NU2\",Reference!$D$221,IF($AZ21=\"NU2D\",Reference!$D$222,IF($AZ21=\"NU5N\",Reference!$D$223,IF($AZ21=\"NU5DN\",Reference!$D$224,IF($AZ21=\"NU5DOData\",Reference!$D$225,IF($AZ21=\"NU5DOFD\",Reference!$D$227,0))))))),0)","v":0},{"$f":"IF($AX21=\"Yes\",(IF($AZ21=\"NU2\",Reference!$E$221,IF($AZ21=\"NU2D\",Reference!$E$222,IF($AZ21=\"NU5N\",Reference!$E$223,IF($AZ21=\"NU5DN\",Reference!$E$224,IF($AZ21=\"NU5DOData\",Reference!$E$225,IF($AZ21=\"NU5DOFD\",Reference!$E$227,IF($AZ21=\"NU5DF\",Reference!$E$226,0)))))))),0)","v":0},null,null,null,0,{"$f":"IF($BE21=\"AD-10-1960\",Reference!$G$232,IF($BE21=\"AD-10-1963\",Reference!$G$233,IF($BE21=\"AD-10-1966\",Reference!$G$237,IF($BE21=\"AD-10-1975\",Reference!$G$237,IF($BE21=\"AD-10-1980\",Reference!$G$238,IF($BE21=\"AD-10-2000\",Reference!$G$235,IF($BE21=\"AD-10-2010\",Reference!$G$236,\"\")))))))","v":""},{"$f":"IF($BE21=\"AD-10-1960\",Reference!$F$232,IF($BE21=\"AD-10-1963\",Reference!$F$233,IF($BE21=\"AD-10-1966\",Reference!$F$237,IF($BE21=\"AD-10-1975\",Reference!$F$237,IF($BE21=\"AD-10-1980\",Reference!$F$238,IF($BE21=\"AD-10-2000\",Reference!$F$235,IF($BE21=\"AD-10-2010\",Reference!$F$236,\"\")))))))","v":""},{"$f":"IF($BE21=\"AD-10-1960\",Reference!$E$232,IF($BE21=\"AD-10-1963\",Reference!$E$233,IF($BE21=\"AD-10-1966\",Reference!$E$237,IF($BE21=\"AD-10-1975\",Reference!$E$237,IF($BE21=\"AD-10-1980\",Reference!$E$238,IF($BE21=\"AD-10-2000\",Reference!$E$235,IF($BE21=\"AD-10-2010\",Reference!$E$236,\"\")))))))","v":""}," ",0,{"$f":"(IF($D21>0,(IF($BL21=\"AD-05-5400\",'Battery Consumption'!$D$5,IF($BL21=\"AD-05-5410\",'Battery Consumption'!$D$6,IF($BL21=\"AD-05-5405\",'Battery Consumption'!$D$7,IF($BL21=\"AD-05-5415\",'Battery Consumption'!$D$8,IF($BL21=\"AD-05-5425\",'Battery Consumption'!$D$9,IF($BL21=\"AD-05-5420\",'Battery Consumption'!$D$10,IF($BL21=\"AD-05-5430\",'Battery Consumption'!$D$11,IF($BL21=\"AD-05-5440\",'Battery Consumption'!$D$12,IF($BL21=\"AD-05-5435\",'Battery Consumption'!$D$13,IF($BL21=\"AD-05-5445\",'Battery Consumption'!$D$14,IF($BL21=\"AD-05-5455\",'Battery Consumption'!$D$15,IF($BL21=\"AD-05-5450\",'Battery Consumption'!$D$16,IF($BL21=\"AD-05-5460\",'Battery Consumption'!$D$17,IF($BL21=\"AD-05-5465\",'Battery Consumption'!$D$18,IF($BL21=\"AD-05-5470\",'Battery Consumption'!$D$19,IF($BL21=\"AD-05-5401\",'Battery Consumption'!$D$20,IF($BL21=\"AD-05-5413\",'Battery Consumption'!$D$21,IF($BL21=\"AD-05-5406\",'Battery Consumption'!$D$22,IF($BL21=\"AD-05-5416\",'Battery Consumption'!$D$23,IF($BL21=\"AD-05-5426\",'Battery Consumption'!$D$24,IF($BL21=\"AD-05-5421\",'Battery Consumption'!$D$25,IF($BL21=\"AD-05-5432\",'Battery Consumption'!$D$26,IF($BL21=\"AD-05-5441\",'Battery Consumption'!$D$27,IF($BL21=\"AD-05-5437\",'Battery Consumption'!$D$28,IF($BL21=\"AD-05-5446\",'Battery Consumption'!$D$29,IF($BL21=\"AD-05-5456\",'Battery Consumption'!$D$30,IF($BL21=\"AD-05-5451\",'Battery Consumption'!$D$31,IF($BL21=\"AD-05-5461\",'Battery Consumption'!$D$32,IF($BL21=\"AD-05-5471\",'Battery Consumption'!$D$33,IF($BL21=\"AD-05-5466\",'Battery Consumption'!$D$34,0))))))))))))))))))))))))))))))),0))","v":0},0,{"$f":"(IF($D21>0,(IF($BL21=\"AD-05-5400\",'Battery Consumption'!$E$5,IF($BL21=\"AD-05-5410\",'Battery Consumption'!$E$6,IF($BL21=\"AD-05-5405\",'Battery Consumption'!$E$7,IF($BL21=\"AD-05-5415\",'Battery Consumption'!$E$8,IF($BL21=\"AD-05-5425\",'Battery Consumption'!$E$9,IF($BL21=\"AD-05-5420\",'Battery Consumption'!$E$10,IF($BL21=\"AD-05-5430\",'Battery Consumption'!$E$11,IF($BL21=\"AD-05-5440\",'Battery Consumption'!$E$12,IF($BL21=\"AD-05-5435\",'Battery Consumption'!$E$13,IF($BL21=\"AD-05-5445\",'Battery Consumption'!$E$14,IF($BL21=\"AD-05-5455\",'Battery Consumption'!$E$15,IF($BL21=\"AD-05-5450\",'Battery Consumption'!$E$16,IF($BL21=\"AD-05-5460\",'Battery Consumption'!$E$17,IF($BL21=\"AD-05-5465\",'Battery Consumption'!$E$18,IF($BL21=\"AD-05-5470\",'Battery Consumption'!$E$19,IF($BL21=\"AD-05-5401\",'Battery Consumption'!$E$20,IF($BL21=\"AD-05-5413\",'Battery Consumption'!$E$21,IF($BL21=\"AD-05-5406\",'Battery Consumption'!$E$22,IF($BL21=\"AD-05-5416\",'Battery Consumption'!$E$23,IF($BL21=\"AD-05-5426\",'Battery Consumption'!$E$24,IF($BL21=\"AD-05-5421\",'Battery Consumption'!$E$25,IF($BL21=\"AD-05-5432\",'Battery Consumption'!$E$26,IF($BL21=\"AD-05-5441\",'Battery Consumption'!$E$27,IF($BL21=\"AD-05-5437\",'Battery Consumption'!$E$28,IF($BL21=\"AD-05-5446\",'Battery Consumption'!$E$29,IF($BL21=\"AD-05-5456\",'Battery Consumption'!$E$30,IF($BL21=\"AD-05-5451\",'Battery Consumption'!$E$31,IF($BL21=\"AD-05-5461\",'Battery Consumption'!$E$32,IF($BL21=\"AD-05-5471\",'Battery Consumption'!$E$33,IF($BL21=\"AD-05-5466\",'Battery Consumption'!$E$34,0))))))))))))))))))))))))))))))),0))","v":0},0,0,{"$f":"IF($D21>0,(IF($BQ21<12,Reference!$J$259,IF($BQ21<24,Reference!$J$260,IF($BQ21<65,Reference!$J$260,\"Get your own\")))),0)","v":0},{"$f":"IF($D21>0,(IF($BQ21<12,Reference!$F$259,IF($BQ21<24,Reference!$F$260,IF($BQ21<65,Reference!$F$260,\"Get your own\")))),0)","v":0},{"$f":"IF($D21>0,(IF($BQ21<12,Reference!$H$259,IF($BQ21<24,Reference!$H$260,IF($BQ21<65,Reference!$H$260,\"Get your own\")))),0)","v":0},null,0,null,null,"AD-05-5465","Net-TopSensUL Freeze-TT1",0,"FM"]
[16,null,null,null,null,null,0,0,0,0,0,0,0,0,0,null,{"$f":"IF($D$3=\"UL\",(IF(AND($G22=1,$H22=1),Reference!$C$53,IF(AND($G22=2,$H22=1),Reference!$C$54,IF(AND($G22=3,$H22=1),Reference!$C$55,IF(AND($G22=1,$H22=2),Reference!$C$56,IF(AND($G22=2,$H22=2),Reference!$C$57,IF(AND($G22=3,$H22=2),Reference!$C$58,IF(AND($G22=1,$H22=3),Reference!$C$59,IF(AND($G22=2,$H22=3),Reference!$C$60,IF(AND($G22=3,$H22=3),Reference!$C$61,IF(AND($G22=1,$H22=4),Reference!$C$62,IF(AND($G22=2,$H22=4),Reference!$C$63,IF(AND($G22=3,$H22=4),Reference!$C$64,IF(AND($G22=1,$H22=5),Reference!$C$65,IF(AND($G22=2,$H22=5),Reference!$C$66,IF(AND($G22=3,$H22=5),Reference!$C$67,0)))))))))))))))),(IF(AND($G22=1,$H22=1),Reference!$C$38,IF(AND($G22=2,$H22=1),Reference!$C$39,IF(AND($G22=3,$H22=1),Reference!$C$40,IF(AND($G22=1,$H22=2),Reference!$C$41,IF(AND($G22=2,$H22=2),Reference!$C$42,IF(AND($G22=3,$H22=2),Reference!$C$43,IF(AND($G22=1,$H22=3),Reference!$C$44,IF(AND($G22=2,$H22=3),Reference!$C$45,IF(AND($G22=3,$H22=3),Reference!$C$46,IF(AND($G22=1,$H22=4),Reference!$C$47,IF(AND($G22=2,$H22=4),Reference!$C$48,IF(AND($G22=3,$H22=4),Reference!$C$49,IF(AND($G22=1,$H22=5),Reference!$C$50,IF(AND($G22=2,$H22=5),Reference!$C$51,IF(AND($G22=3,$H22=5),Reference!$C$52,0)))))))))))))))))","v":0},{"$f":"IF($D$3=\"UL\",(IF(AND($G22=1,$H22=1),Reference!$B$53,IF(AND($G22=2,$H22=1),Reference!$B$54,IF(AND($G22=3,$H22=1),Reference!$B$55,IF(AND($G22=1,$H22=2),Reference!$B$56,IF(AND($G22=2,$H22=2),Reference!$B$57,IF(AND($G22=3,$H22=2),Reference!$B$58,IF(AND($G22=1,$H22=3),Reference!$B$59,IF(AND($G22=2,$H22=3),Reference!$B$60,IF(AND($G22=3,$H22=3),Reference!$B$61,IF(AND($G22=1,$H22=4),Reference!$B$62,IF(AND($G22=2,$H22=4),Reference!$B$63,IF(AND($G22=3,$H22=4),Reference!$B$64,IF(AND($G22=1,$H22=5),Reference!$B$65,IF(AND($G22=2,$H22=5),Reference!$B$66,IF(AND($G22=3,$H22=5),Reference!$B$67,0)))))))))))))))),(IF(AND($G22=1,$H22=1),Reference!$B$38,IF(AND($G22=2,$H22=1),Reference!$B$39,IF(AND($G22=3,$H22=1),Reference!$B$40,IF(AND($G22=1,$H22=2),Reference!$B$41,IF(AND($G22=2,$H22=2),Reference!$B$42,IF(AND($G22=3,$H22=2),Reference!$B$43,IF(AND($G22=1,$H22=3),Reference!$B$44,IF(AND($G22=2,$H22=3),Reference!$B$45,IF(AND($G22=3,$H22=3),Reference!$B$46,IF(AND($G22=1,$H22=4),Reference!$B$47,IF(AND($G22=2,$H22=4),Reference!$B$48,IF(AND($G22=3,$H22=4),Reference!$B$49,IF(AND($G22=1,$H22=5),Reference!$B$50,IF(AND($G22=2,$H22=5),Reference!$B$51,IF(AND($G22=3,$H22=5),Reference!$B$52,0)))))))))))))))))","v":0},0,0,null,0,0,null,null,null,null,null,0,0,null,null,{"$f":"IF($D$3=\"UL\",(IF($G22>0,((IF(AND($F22=\"Standard\",$I22=2),Reference!$B$121,(IF(AND($F22=\"Medium\",$I22=2),Reference!$B$122,(IF(AND($F22=\"High\",$I22=2),Reference!$B$123,(IF(AND($F22=\"Standard\",$I22=3),Reference!$B$121,(IF(AND($F22=\"Medium\",$I22=3),Reference!$B$122,(IF(AND($F22=\"High\",$I22=3),Reference!$B$123,(IF(AND($F22=\"Standard\",$I22=4),Reference!$B$124,(IF(AND($F22=\"Medium\",$I22=4),Reference!$B$125,(IF(AND($F22=\"High\",$I22=4),Reference!$B$126,(IF(AND($F22=\"Standard\",$I22=7),Reference!$B$127,(IF(AND($F22=\"Medium\",$I22=7),Reference!$B$128,(IF(AND($F22=\"High\",$I22=7),Reference!$B$129,(IF(AND($F22=\"Standard\",$I22=8),Reference!$B$97,(IF(AND($F22=\"Medium\",$I22=8),Reference!$B$98,(IF(AND($F22=\"High\",$I22=8),Reference!$B$99,(IF(AND($F22=\"Standard\",$I22=9),Reference!$B$130,(IF(AND($F22=\"Medium\",$I22=9),Reference!$B$131,(IF(AND($F22=\"High\",$I22=9),Reference!$B$132,(IF(AND($F22=\"Standard\",$I22=11),Reference!$B$133,(IF(AND($F22=\"Medium\",$I22=11),Reference!$B$134,(IF(AND($F22=\"High\",$I22=11),Reference!$B$135,(IF(AND($F22=\"Standard\",$I22=12),Reference!$B$133,(IF(AND($F22=\"Medium\",$I22=12),Reference!$B$134,(IF(AND($F22=\"High\",$I22=12),Reference!$B$135,(IF(AND($F22=\"Standard\",$I22=13),Reference!$B$136,(IF(AND($F22=\"Medium\",$I22=13),Reference!$B$137,(IF(AND($F22=\"High\",$I22=13),Reference!$B$138,(IF(AND($F22=\"Standard\",$I22=16),Reference!$B$139,(IF(AND($F22=\"Medium\",$I22=16),Reference!$B$140,(IF(AND($F22=\"High\",$I22=16),Reference!$B$141,(IF(AND($F22=\"Standard\",$I22=17),Reference!$B$139,(IF(AND($F22=\"Medium\",$I22=17),Reference!$B$140,(IF(AND($F22=\"High\",$I22=17),Reference!$B$141,(IF(AND($F22=\"Standard\",$I22=18),Reference!$B$142,(IF(AND($F22=\"Medium\",$I22=18),Reference!$B$143,(IF(AND($F22=\"High\",$I22=18),Reference!$B$144,(IF(AND($F22=\"Standard\",$I22=21),Reference!$B$145,(IF(AND($F22=\"Medium\",$I22=21),Reference!$B$146,(IF(AND($F22=\"High\",$I22=21),Reference!$B$147,(IF(AND($F22=\"Standard\",$I22=23),Reference!$B$148,(IF(AND($F22=\"Medium\",$I22=23),Reference!$B$149,(IF(AND($F22=\"High\",$I22=23),Reference!$B$150,0))))))))))))))))))))))))))))))))))))))))))))))))))))))))))))))))))))))))))))))))))))),0)),(IF($G22>0,((IF(AND($F22=\"Standard\",$I22=2),Reference!$B$91,(IF(AND($F22=\"Medium\",$I22=2),Reference!$B$92,(IF(AND($F22=\"High\",$I22=2),Reference!$B$93,(IF(AND($F22=\"Standard\",$I22=3),Reference!$B$91,(IF(AND($F22=\"Medium\",$I22=3),Reference!$B$92,(IF(AND($F22=\"High\",$I22=3),Reference!$B$93,(IF(AND($F22=\"Standard\",$I22=4),Reference!$B$94,(IF(AND($F22=\"Medium\",$I22=4),Reference!$B$95,(IF(AND($F22=\"High\",$I22=4),Reference!$B$96,(IF(AND($F22=\"Standard\",$I22=7),Reference!$B$97,(IF(AND($F22=\"Medium\",$I22=7),Reference!$B$98,(IF(AND($F22=\"High\",$I22=7),Reference!$B$99,(IF(AND($F22=\"Standard\",$I22=8),Reference!$B$97,(IF(AND($F22=\"Medium\",$I22=8),Reference!$B$98,(IF(AND($F22=\"High\",$I22=8),Reference!$B$99,(IF(AND($F22=\"Standard\",$I22=9),Reference!$B$100,(IF(AND($F22=\"Medium\",$I22=9),Reference!$B$101,(IF(AND($F22=\"High\",$I22=9),Reference!$B$102,(IF(AND($F22=\"Standard\",$I22=11),Reference!$B$103,(IF(AND($F22=\"Medium\",$I22=11),Reference!$B$104,(IF(AND($F22=\"High\",$I22=11),Reference!$B$105,(IF(AND($F22=\"Standard\",$I22=12),Reference!$B$103,(IF(AND($F22=\"Medium\",$I22=12),Reference!$B$104,(IF(AND($F22=\"High\",$I22=12),Reference!$B$105,(IF(AND($F22=\"Standard\",$I22=13),Reference!$B$106,(IF(AND($F22=\"Medium\",$I22=13),Reference!$B$107,(IF(AND($F22=\"High\",$I22=13),Reference!$B$108,(IF(AND($F22=\"Standard\",$I22=16),Reference!$B$109,(IF(AND($F22=\"Medium\",$I22=16),Reference!$B$110,(IF(AND($F22=\"High\",$I22=16),Reference!$B$111,(IF(AND($F22=\"Standard\",$I22=17),Reference!$B$109,(IF(AND($F22=\"Medium\",$I22=17),Reference!$B$110,(IF(AND($F22=\"High\",$I22=17),Reference!$B$111,(IF(AND($F22=\"Standard\",$I22=18),Reference!$B$112,(IF(AND($F22=\"Medium\",$I22=18),Reference!$B$113,(IF(AND($F22=\"High\",$I22=18),Reference!$B$114,(IF(AND($F22=\"Standard\",$I22=21),Reference!$B$115,(IF(AND($F22=\"Medium\",$I22=21),Reference!$B$116,(IF(AND($F22=\"High\",$I22=21),Reference!$B$117,(IF(AND($F22=\"Standard\",$I22=23),Reference!$B$118,(IF(AND($F22=\"Medium\",$I22=23),Reference!$B$119,(IF(AND($F22=\"High\",$I22=23),Reference!$B$120,0))))))))))))))))))))))))))))))))))))))))))))))))))))))))))))))))))))))))))))))))))))),0)))","v":0},{"$f":"IF($D$3=\"UL\",(IF($G22>0,((IF(AND($F22=\"Standard\",$I22=2),Reference!$C$121,(IF(AND($F22=\"Medium\",$I22=2),Reference!$C$122,(IF(AND($F22=\"High\",$I22=2),Reference!$C$123,(IF(AND($F22=\"Standard\",$I22=3),Reference!$C$121,(IF(AND($F22=\"Medium\",$I22=3),Reference!$C$122,(IF(AND($F22=\"High\",$I22=3),Reference!$C$123,(IF(AND($F22=\"Standard\",$I22=4),Reference!$C$124,(IF(AND($F22=\"Medium\",$I22=4),Reference!$C$125,(IF(AND($F22=\"High\",$I22=4),Reference!$C$126,(IF(AND($F22=\"Standard\",$I22=7),Reference!$C$127,(IF(AND($F22=\"Medium\",$I22=7),Reference!$C$128,(IF(AND($F22=\"High\",$I22=7),Reference!$C$129,(IF(AND($F22=\"Standard\",$I22=8),Reference!$C$97,(IF(AND($F22=\"Medium\",$I22=8),Reference!$C$98,(IF(AND($F22=\"High\",$I22=8),Reference!$C$99,(IF(AND($F22=\"Standard\",$I22=9),Reference!$C$130,(IF(AND($F22=\"Medium\",$I22=9),Reference!$C$131,(IF(AND($F22=\"High\",$I22=9),Reference!$C$132,(IF(AND($F22=\"Standard\",$I22=11),Reference!$C$133,(IF(AND($F22=\"Medium\",$I22=11),Reference!$C$134,(IF(AND($F22=\"High\",$I22=11),Reference!$C$135,(IF(AND($F22=\"Standard\",$I22=12),Reference!$C$133,(IF(AND($F22=\"Medium\",$I22=12),Reference!$C$134,(IF(AND($F22=\"High\",$I22=12),Reference!$C$135,(IF(AND($F22=\"Standard\",$I22=13),Reference!$C$136,(IF(AND($F22=\"Medium\",$I22=13),Reference!$C$137,(IF(AND($F22=\"High\",$I22=13),Reference!$C$138,(IF(AND($F22=\"Standard\",$I22=16),Reference!$C$139,(IF(AND($F22=\"Medium\",$I22=16),Reference!$C$140,(IF(AND($F22=\"High\",$I22=16),Reference!$C$141,(IF(AND($F22=\"Standard\",$I22=17),Reference!$C$139,(IF(AND($F22=\"Medium\",$I22=17),Reference!$C$140,(IF(AND($F22=\"High\",$I22=17),Reference!$C$141,(IF(AND($F22=\"Standard\",$I22=18),Reference!$C$142,(IF(AND($F22=\"Medium\",$I22=18),Reference!$C$143,(IF(AND($F22=\"High\",$I22=18),Reference!$C$144,(IF(AND($F22=\"Standard\",$I22=21),Reference!$C$145,(IF(AND($F22=\"Medium\",$I22=21),Reference!$C$146,(IF(AND($F22=\"High\",$I22=21),Reference!$C$147,(IF(AND($F22=\"Standard\",$I22=23),Reference!$C$148,(IF(AND($F22=\"Medium\",$I22=23),Reference!$C$149,(IF(AND($F22=\"High\",$I22=23),Reference!$C$150,0))))))))))))))))))))))))))))))))))))))))))))))))))))))))))))))))))))))))))))))))))))),0)),(IF($G22>0,((IF(AND($F22=\"Standard\",$I22=2),Reference!$C$91,(IF(AND($F22=\"Medium\",$I22=2),Reference!$C$92,(IF(AND($F22=\"High\",$I22=2),Reference!$C$93,(IF(AND($F22=\"Standard\",$I22=3),Reference!$C$91,(IF(AND($F22=\"Medium\",$I22=3),Reference!$C$92,(IF(AND($F22=\"High\",$I22=3),Reference!$C$93,(IF(AND($F22=\"Standard\",$I22=4),Reference!$C$94,(IF(AND($F22=\"Medium\",$I22=4),Reference!$C$95,(IF(AND($F22=\"High\",$I22=4),Reference!$C$96,(IF(AND($F22=\"Standard\",$I22=7),Reference!$C$97,(IF(AND($F22=\"Medium\",$I22=7),Reference!$C$98,(IF(AND($F22=\"High\",$I22=7),Reference!$C$99,(IF(AND($F22=\"Standard\",$I22=8),Reference!$C$97,(IF(AND($F22=\"Medium\",$I22=8),Reference!$C$98,(IF(AND($F22=\"High\",$I22=8),Reference!$C$99,(IF(AND($F22=\"Standard\",$I22=9),Reference!$C$100,(IF(AND($F22=\"Medium\",$I22=9),Reference!$C$101,(IF(AND($F22=\"High\",$I22=9),Reference!$C$102,(IF(AND($F22=\"Standard\",$I22=11),Reference!$C$103,(IF(AND($F22=\"Medium\",$I22=11),Reference!$C$104,(IF(AND($F22=\"High\",$I22=11),Reference!$C$105,(IF(AND($F22=\"Standard\",$I22=12),Reference!$C$103,(IF(AND($F22=\"Medium\",$I22=12),Reference!$C$104,(IF(AND($F22=\"High\",$I22=12),Reference!$C$105,(IF(AND($F22=\"Standard\",$I22=13),Reference!$C$106,(IF(AND($F22=\"Medium\",$I22=13),Reference!$C$107,(IF(AND($F22=\"High\",$I22=13),Reference!$C$108,(IF(AND($F22=\"Standard\",$I22=16),Reference!$C$109,(IF(AND($F22=\"Medium\",$I22=16),Reference!$C$110,(IF(AND($F22=\"High\",$I22=16),Reference!$C$111,(IF(AND($F22=\"Standard\",$I22=17),Reference!$C$109,(IF(AND($F22=\"Medium\",$I22=17),Reference!$C$110,(IF(AND($F22=\"High\",$I22=17),Reference!$C$111,(IF(AND($F22=\"Standard\",$I22=18),Reference!$C$112,(IF(AND($F22=\"Medium\",$I22=18),Reference!$C$113,(IF(AND($F22=\"High\",$I22=18),Reference!$C$114,(IF(AND($F22=\"Standard\",$I22=21),Reference!$C$115,(IF(AND($F22=\"Medium\",$I22=21),Reference!$C$116,(IF(AND($F22=\"High\",$I22=21),Reference!$C$117,(IF(AND($F22=\"Standard\",$I22=23),Reference!$C$118,(IF(AND($F22=\"Medium\",$I22=23),Reference!$C$119,(IF(AND($F22=\"High\",$I22=23),Reference!$C$120,0))))))))))))))))))))))))))))))))))))))))))))))))))))))))))))))))))))))))))))))))))))),0)))","v":0},{"$f":"IF($D$3=\"UL\",(IF($G22>0,((IF(AND($F22=\"Standard\",$I22=2),Reference!$D$121,(IF(AND($F22=\"Medium\",$I22=2),Reference!$D$122,(IF(AND($F22=\"High\",$I22=2),Reference!$D$123,(IF(AND($F22=\"Standard\",$I22=3),Reference!$D$121,(IF(AND($F22=\"Medium\",$I22=3),Reference!$D$122,(IF(AND($F22=\"High\",$I22=3),Reference!$D$123,(IF(AND($F22=\"Standard\",$I22=4),Reference!$D$124,(IF(AND($F22=\"Medium\",$I22=4),Reference!$D$125,(IF(AND($F22=\"High\",$I22=4),Reference!$D$126,(IF(AND($F22=\"Standard\",$I22=7),Reference!$D$127,(IF(AND($F22=\"Medium\",$I22=7),Reference!$D$128,(IF(AND($F22=\"High\",$I22=7),Reference!$D$129,(IF(AND($F22=\"Standard\",$I22=8),Reference!$D$97,(IF(AND($F22=\"Medium\",$I22=8),Reference!$D$98,(IF(AND($F22=\"High\",$I22=8),Reference!$D$99,(IF(AND($F22=\"Standard\",$I22=9),Reference!$D$130,(IF(AND($F22=\"Medium\",$I22=9),Reference!$D$131,(IF(AND($F22=\"High\",$I22=9),Reference!$D$132,(IF(AND($F22=\"Standard\",$I22=11),Reference!$D$133,(IF(AND($F22=\"Medium\",$I22=11),Reference!$D$134,(IF(AND($F22=\"High\",$I22=11),Reference!$D$135,(IF(AND($F22=\"Standard\",$I22=12),Reference!$D$133,(IF(AND($F22=\"Medium\",$I22=12),Reference!$D$134,(IF(AND($F22=\"High\",$I22=12),Reference!$D$135,(IF(AND($F22=\"Standard\",$I22=13),Reference!$D$136,(IF(AND($F22=\"Medium\",$I22=13),Reference!$D$137,(IF(AND($F22=\"High\",$I22=13),Reference!$D$138,(IF(AND($F22=\"Standard\",$I22=16),Reference!$D$139,(IF(AND($F22=\"Medium\",$I22=16),Reference!$D$140,(IF(AND($F22=\"High\",$I22=16),Reference!$D$141,(IF(AND($F22=\"Standard\",$I22=17),Reference!$D$139,(IF(AND($F22=\"Medium\",$I22=17),Reference!$D$140,(IF(AND($F22=\"High\",$I22=17),Reference!$D$141,(IF(AND($F22=\"Standard\",$I22=18),Reference!$D$142,(IF(AND($F22=\"Medium\",$I22=18),Reference!$D$143,(IF(AND($F22=\"High\",$I22=18),Reference!$D$144,(IF(AND($F22=\"Standard\",$I22=21),Reference!$D$145,(IF(AND($F22=\"Medium\",$I22=21),Reference!$D$146,(IF(AND($F22=\"High\",$I22=21),Reference!$D$147,(IF(AND($F22=\"Standard\",$I22=23),Reference!$D$148,(IF(AND($F22=\"Medium\",$I22=23),Reference!$D$149,(IF(AND($F22=\"High\",$I22=23),Reference!$D$150,0))))))))))))))))))))))))))))))))))))))))))))))))))))))))))))))))))))))))))))))))))))),0)),(IF($G22>0,((IF(AND($F22=\"Standard\",$I22=2),Reference!$D$91,(IF(AND($F22=\"Medium\",$I22=2),Reference!$D$92,(IF(AND($F22=\"High\",$I22=2),Reference!$D$93,(IF(AND($F22=\"Standard\",$I22=3),Reference!$D$91,(IF(AND($F22=\"Medium\",$I22=3),Reference!$D$92,(IF(AND($F22=\"High\",$I22=3),Reference!$D$93,(IF(AND($F22=\"Standard\",$I22=4),Reference!$D$94,(IF(AND($F22=\"Medium\",$I22=4),Reference!$D$95,(IF(AND($F22=\"High\",$I22=4),Reference!$D$96,(IF(AND($F22=\"Standard\",$I22=7),Reference!$D$97,(IF(AND($F22=\"Medium\",$I22=7),Reference!$D$98,(IF(AND($F22=\"High\",$I22=7),Reference!$D$99,(IF(AND($F22=\"Standard\",$I22=8),Reference!$D$97,(IF(AND($F22=\"Medium\",$I22=8),Reference!$D$98,(IF(AND($F22=\"High\",$I22=8),Reference!$D$99,(IF(AND($F22=\"Standard\",$I22=9),Reference!$D$100,(IF(AND($F22=\"Medium\",$I22=9),Reference!$D$101,(IF(AND($F22=\"High\",$I22=9),Reference!$D$102,(IF(AND($F22=\"Standard\",$I22=11),Reference!$D$103,(IF(AND($F22=\"Medium\",$I22=11),Reference!$D$104,(IF(AND($F22=\"High\",$I22=11),Reference!$D$105,(IF(AND($F22=\"Standard\",$I22=12),Reference!$D$103,(IF(AND($F22=\"Medium\",$I22=12),Reference!$D$104,(IF(AND($F22=\"High\",$I22=12),Reference!$D$105,(IF(AND($F22=\"Standard\",$I22=13),Reference!$D$106,(IF(AND($F22=\"Medium\",$I22=13),Reference!$D$107,(IF(AND($F22=\"High\",$I22=13),Reference!$D$108,(IF(AND($F22=\"Standard\",$I22=16),Reference!$D$109,(IF(AND($F22=\"Medium\",$I22=16),Reference!$D$110,(IF(AND($F22=\"High\",$I22=16),Reference!$D$111,(IF(AND($F22=\"Standard\",$I22=17),Reference!$D$109,(IF(AND($F22=\"Medium\",$I22=17),Reference!$D$110,(IF(AND($F22=\"High\",$I22=17),Reference!$D$111,(IF(AND($F22=\"Standard\",$I22=18),Reference!$D$112,(IF(AND($F22=\"Medium\",$I22=18),Reference!$D$113,(IF(AND($F22=\"High\",$I22=18),Reference!$D$114,(IF(AND($F22=\"Standard\",$I22=21),Reference!$D$115,(IF(AND($F22=\"Medium\",$I22=21),Reference!$D$116,(IF(AND($F22=\"High\",$I22=21),Reference!$D$117,(IF(AND($F22=\"Standard\",$I22=23),Reference!$D$118,(IF(AND($F22=\"Medium\",$I22=23),Reference!$D$119,(IF(AND($F22=\"High\",$I22=23),Reference!$D$120,0))))))))))))))))))))))))))))))))))))))))))))))))))))))))))))))))))))))))))))))))))))),0)))","v":0},0,0,0,null,"No",0,0,0,0,{"$f":"IF($AN22=\"Yes\",IF($AO22=1,Reference!#REF!,IF($AO22=2,Reference!#REF!,IF($AO22=3,Reference!#REF!,0))),(IF($AP22=1,IF($AR22=2,Reference!$C$194,IF($AR22=3,Reference!$C$196,IF($AR22=4,Reference!$C$198,0))),IF($AP22=2,IF($AR22=3,Reference!$C$195,IF($AR22=4,Reference!$C$197,IF($AR22=5,Reference!$C$199,0))),0))))","v":0},{"$f":"IF(AN22=\"Yes\",IF($AO22=1,Reference!#REF!,IF($AO22=2,Reference!#REF!,IF($AO22=3,Reference!#REF!,0))),(IF($AP22=1,IF($AR22=2,Reference!$E$194,IF($AR22=3,Reference!$E$196,IF($AR22=4,Reference!$E$198,0))),IF($AP22=2,IF($AR22=3,Reference!$E$195,IF($AR22=4,Reference!$E$197,IF($AR22=5,Reference!$E$199,0))),0))))","v":0},{"$f":"IF($AN22=\"Yes\",IF($AO22=1,Reference!#REF!,IF($AO22=2,Reference!#REF!,IF($AO22=3,Reference!#REF!,0))),(IF($AP22=1,IF($AR22=2,Reference!$D$194,IF($AR22=3,Reference!$D$196,IF($AR22=4,Reference!$D$198,0))),IF($AP22=2,IF($AR22=3,Reference!$D$195,IF($AR22=4,Reference!$D$197,IF($AR22=5,Reference!$D$199,0))),0))))","v":0},0,"Only with Network",0,0,null,{"$f":"IF($AX22=\"Yes\",(IF($AZ22=\"NU2\",Reference!$B$221,IF($AZ22=\"NU2D\",Reference!$B$222,IF($AZ22=\"NU5N\",Reference!$B$223,IF($AZ22=\"NU5DN\",Reference!$B$224,IF($AZ22=\"NU5DOData\",Reference!$B$225,IF($AZ22=\"NU5DOFD\",Reference!$B$227,\"\"))))))),0)","v":0},{"$f":"IF($AX22=\"Yes\",(IF($AZ22=\"NU2\",Reference!$D$221,IF($AZ22=\"NU2D\",Reference!$D$222,IF($AZ22=\"NU5N\",Reference!$D$223,IF($AZ22=\"NU5DN\",Reference!$D$224,IF($AZ22=\"NU5DOData\",Reference!$D$225,IF($AZ22=\"NU5DOFD\",Reference!$D$227,0))))))),0)","v":0},{"$f":"IF($AX22=\"Yes\",(IF($AZ22=\"NU2\",Reference!$E$221,IF($AZ22=\"NU2D\",Reference!$E$222,IF($AZ22=\"NU5N\",Reference!$E$223,IF($AZ22=\"NU5DN\",Reference!$E$224,IF($AZ22=\"NU5DOData\",Reference!$E$225,IF($AZ22=\"NU5DOFD\",Reference!$E$227,IF($AZ22=\"NU5DF\",Reference!$E$226,0)))))))),0)","v":0},null,null,null,0,{"$f":"IF($BE22=\"AD-10-1960\",Reference!$G$232,IF($BE22=\"AD-10-1963\",Reference!$G$233,IF($BE22=\"AD-10-1966\",Reference!$G$237,IF($BE22=\"AD-10-1975\",Reference!$G$237,IF($BE22=\"AD-10-1980\",Reference!$G$238,IF($BE22=\"AD-10-2000\",Reference!$G$235,IF($BE22=\"AD-10-2010\",Reference!$G$236,\"\")))))))","v":""},{"$f":"IF($BE22=\"AD-10-1960\",Reference!$F$232,IF($BE22=\"AD-10-1963\",Reference!$F$233,IF($BE22=\"AD-10-1966\",Reference!$F$237,IF($BE22=\"AD-10-1975\",Reference!$F$237,IF($BE22=\"AD-10-1980\",Reference!$F$238,IF($BE22=\"AD-10-2000\",Reference!$F$235,IF($BE22=\"AD-10-2010\",Reference!$F$236,\"\")))))))","v":""},{"$f":"IF($BE22=\"AD-10-1960\",Reference!$E$232,IF($BE22=\"AD-10-1963\",Reference!$E$233,IF($BE22=\"AD-10-1966\",Reference!$E$237,IF($BE22=\"AD-10-1975\",Reference!$E$237,IF($BE22=\"AD-10-1980\",Reference!$E$238,IF($BE22=\"AD-10-2000\",Reference!$E$235,IF($BE22=\"AD-10-2010\",Reference!$E$236,\"\")))))))","v":""},null,0,{"$f":"(IF($D22>0,(IF($BL22=\"AD-05-5400\",'Battery Consumption'!$D$5,IF($BL22=\"AD-05-5410\",'Battery Consumption'!$D$6,IF($BL22=\"AD-05-5405\",'Battery Consumption'!$D$7,IF($BL22=\"AD-05-5415\",'Battery Consumption'!$D$8,IF($BL22=\"AD-05-5425\",'Battery Consumption'!$D$9,IF($BL22=\"AD-05-5420\",'Battery Consumption'!$D$10,IF($BL22=\"AD-05-5430\",'Battery Consumption'!$D$11,IF($BL22=\"AD-05-5440\",'Battery Consumption'!$D$12,IF($BL22=\"AD-05-5435\",'Battery Consumption'!$D$13,IF($BL22=\"AD-05-5445\",'Battery Consumption'!$D$14,IF($BL22=\"AD-05-5455\",'Battery Consumption'!$D$15,IF($BL22=\"AD-05-5450\",'Battery Consumption'!$D$16,IF($BL22=\"AD-05-5460\",'Battery Consumption'!$D$17,IF($BL22=\"AD-05-5465\",'Battery Consumption'!$D$18,IF($BL22=\"AD-05-5470\",'Battery Consumption'!$D$19,IF($BL22=\"AD-05-5401\",'Battery Consumption'!$D$20,IF($BL22=\"AD-05-5413\",'Battery Consumption'!$D$21,IF($BL22=\"AD-05-5406\",'Battery Consumption'!$D$22,IF($BL22=\"AD-05-5416\",'Battery Consumption'!$D$23,IF($BL22=\"AD-05-5426\",'Battery Consumption'!$D$24,IF($BL22=\"AD-05-5421\",'Battery Consumption'!$D$25,IF($BL22=\"AD-05-5432\",'Battery Consumption'!$D$26,IF($BL22=\"AD-05-5441\",'Battery Consumption'!$D$27,IF($BL22=\"AD-05-5437\",'Battery Consumption'!$D$28,IF($BL22=\"AD-05-5446\",'Battery Consumption'!$D$29,IF($BL22=\"AD-05-5456\",'Battery Consumption'!$D$30,IF($BL22=\"AD-05-5451\",'Battery Consumption'!$D$31,IF($BL22=\"AD-05-5461\",'Battery Consumption'!$D$32,IF($BL22=\"AD-05-5471\",'Battery Consumption'!$D$33,IF($BL22=\"AD-05-5466\",'Battery Consumption'!$D$34,0))))))))))))))))))))))))))))))),0))","v":0},0,{"$f":"(IF($D22>0,(IF($BL22=\"AD-05-5400\",'Battery Consumption'!$E$5,IF($BL22=\"AD-05-5410\",'Battery Consumption'!$E$6,IF($BL22=\"AD-05-5405\",'Battery Consumption'!$E$7,IF($BL22=\"AD-05-5415\",'Battery Consumption'!$E$8,IF($BL22=\"AD-05-5425\",'Battery Consumption'!$E$9,IF($BL22=\"AD-05-5420\",'Battery Consumption'!$E$10,IF($BL22=\"AD-05-5430\",'Battery Consumption'!$E$11,IF($BL22=\"AD-05-5440\",'Battery Consumption'!$E$12,IF($BL22=\"AD-05-5435\",'Battery Consumption'!$E$13,IF($BL22=\"AD-05-5445\",'Battery Consumption'!$E$14,IF($BL22=\"AD-05-5455\",'Battery Consumption'!$E$15,IF($BL22=\"AD-05-5450\",'Battery Consumption'!$E$16,IF($BL22=\"AD-05-5460\",'Battery Consumption'!$E$17,IF($BL22=\"AD-05-5465\",'Battery Consumption'!$E$18,IF($BL22=\"AD-05-5470\",'Battery Consumption'!$E$19,IF($BL22=\"AD-05-5401\",'Battery Consumption'!$E$20,IF($BL22=\"AD-05-5413\",'Battery Consumption'!$E$21,IF($BL22=\"AD-05-5406\",'Battery Consumption'!$E$22,IF($BL22=\"AD-05-5416\",'Battery Consumption'!$E$23,IF($BL22=\"AD-05-5426\",'Battery Consumption'!$E$24,IF($BL22=\"AD-05-5421\",'Battery Consumption'!$E$25,IF($BL22=\"AD-05-5432\",'Battery Consumption'!$E$26,IF($BL22=\"AD-05-5441\",'Battery Consumption'!$E$27,IF($BL22=\"AD-05-5437\",'Battery Consumption'!$E$28,IF($BL22=\"AD-05-5446\",'Battery Consumption'!$E$29,IF($BL22=\"AD-05-5456\",'Battery Consumption'!$E$30,IF($BL22=\"AD-05-5451\",'Battery Consumption'!$E$31,IF($BL22=\"AD-05-5461\",'Battery Consumption'!$E$32,IF($BL22=\"AD-05-5471\",'Battery Consumption'!$E$33,IF($BL22=\"AD-05-5466\",'Battery Consumption'!$E$34,0))))))))))))))))))))))))))))))),0))","v":0},0,0,{"$f":"IF($D22>0,(IF($BQ22<12,Reference!$J$259,IF($BQ22<24,Reference!$J$260,IF($BQ22<65,Reference!$J$260,\"Get your own\")))),0)","v":0},{"$f":"IF($D22>0,(IF($BQ22<12,Reference!$F$259,IF($BQ22<24,Reference!$F$260,IF($BQ22<65,Reference!$F$260,\"Get your own\")))),0)","v":0},{"$f":"IF($D22>0,(IF($BQ22<12,Reference!$H$259,IF($BQ22<24,Reference!$H$260,IF($BQ22<65,Reference!$H$260,\"Get your own\")))),0)","v":0},null,0,null,null,"AD-05-5401","ProSens UL Standard -TP1",0,"UL"]
[17,null,null,null,null,null,0,0,0,0,0,0,0,0,0,null,{"$f":"IF($D$3=\"UL\",(IF(AND($G23=1,$H23=1),Reference!$C$53,IF(AND($G23=2,$H23=1),Reference!$C$54,IF(AND($G23=3,$H23=1),Reference!$C$55,IF(AND($G23=1,$H23=2),Reference!$C$56,IF(AND($G23=2,$H23=2),Reference!$C$57,IF(AND($G23=3,$H23=2),Reference!$C$58,IF(AND($G23=1,$H23=3),Reference!$C$59,IF(AND($G23=2,$H23=3),Reference!$C$60,IF(AND($G23=3,$H23=3),Reference!$C$61,IF(AND($G23=1,$H23=4),Reference!$C$62,IF(AND($G23=2,$H23=4),Reference!$C$63,IF(AND($G23=3,$H23=4),Reference!$C$64,IF(AND($G23=1,$H23=5),Reference!$C$65,IF(AND($G23=2,$H23=5),Reference!$C$66,IF(AND($G23=3,$H23=5),Reference!$C$67,0)))))))))))))))),(IF(AND($G23=1,$H23=1),Reference!$C$38,IF(AND($G23=2,$H23=1),Reference!$C$39,IF(AND($G23=3,$H23=1),Reference!$C$40,IF(AND($G23=1,$H23=2),Reference!$C$41,IF(AND($G23=2,$H23=2),Reference!$C$42,IF(AND($G23=3,$H23=2),Reference!$C$43,IF(AND($G23=1,$H23=3),Reference!$C$44,IF(AND($G23=2,$H23=3),Reference!$C$45,IF(AND($G23=3,$H23=3),Reference!$C$46,IF(AND($G23=1,$H23=4),Reference!$C$47,IF(AND($G23=2,$H23=4),Reference!$C$48,IF(AND($G23=3,$H23=4),Reference!$C$49,IF(AND($G23=1,$H23=5),Reference!$C$50,IF(AND($G23=2,$H23=5),Reference!$C$51,IF(AND($G23=3,$H23=5),Reference!$C$52,0)))))))))))))))))","v":0},{"$f":"IF($D$3=\"UL\",(IF(AND($G23=1,$H23=1),Reference!$B$53,IF(AND($G23=2,$H23=1),Reference!$B$54,IF(AND($G23=3,$H23=1),Reference!$B$55,IF(AND($G23=1,$H23=2),Reference!$B$56,IF(AND($G23=2,$H23=2),Reference!$B$57,IF(AND($G23=3,$H23=2),Reference!$B$58,IF(AND($G23=1,$H23=3),Reference!$B$59,IF(AND($G23=2,$H23=3),Reference!$B$60,IF(AND($G23=3,$H23=3),Reference!$B$61,IF(AND($G23=1,$H23=4),Reference!$B$62,IF(AND($G23=2,$H23=4),Reference!$B$63,IF(AND($G23=3,$H23=4),Reference!$B$64,IF(AND($G23=1,$H23=5),Reference!$B$65,IF(AND($G23=2,$H23=5),Reference!$B$66,IF(AND($G23=3,$H23=5),Reference!$B$67,0)))))))))))))))),(IF(AND($G23=1,$H23=1),Reference!$B$38,IF(AND($G23=2,$H23=1),Reference!$B$39,IF(AND($G23=3,$H23=1),Reference!$B$40,IF(AND($G23=1,$H23=2),Reference!$B$41,IF(AND($G23=2,$H23=2),Reference!$B$42,IF(AND($G23=3,$H23=2),Reference!$B$43,IF(AND($G23=1,$H23=3),Reference!$B$44,IF(AND($G23=2,$H23=3),Reference!$B$45,IF(AND($G23=3,$H23=3),Reference!$B$46,IF(AND($G23=1,$H23=4),Reference!$B$47,IF(AND($G23=2,$H23=4),Reference!$B$48,IF(AND($G23=3,$H23=4),Reference!$B$49,IF(AND($G23=1,$H23=5),Reference!$B$50,IF(AND($G23=2,$H23=5),Reference!$B$51,IF(AND($G23=3,$H23=5),Reference!$B$52,0)))))))))))))))))","v":0},0,0,null,0,0,null,null,null,null,null,0,0,null,null,{"$f":"IF($D$3=\"UL\",(IF($G23>0,((IF(AND($F23=\"Standard\",$I23=2),Reference!$B$121,(IF(AND($F23=\"Medium\",$I23=2),Reference!$B$122,(IF(AND($F23=\"High\",$I23=2),Reference!$B$123,(IF(AND($F23=\"Standard\",$I23=3),Reference!$B$121,(IF(AND($F23=\"Medium\",$I23=3),Reference!$B$122,(IF(AND($F23=\"High\",$I23=3),Reference!$B$123,(IF(AND($F23=\"Standard\",$I23=4),Reference!$B$124,(IF(AND($F23=\"Medium\",$I23=4),Reference!$B$125,(IF(AND($F23=\"High\",$I23=4),Reference!$B$126,(IF(AND($F23=\"Standard\",$I23=7),Reference!$B$127,(IF(AND($F23=\"Medium\",$I23=7),Reference!$B$128,(IF(AND($F23=\"High\",$I23=7),Reference!$B$129,(IF(AND($F23=\"Standard\",$I23=8),Reference!$B$97,(IF(AND($F23=\"Medium\",$I23=8),Reference!$B$98,(IF(AND($F23=\"High\",$I23=8),Reference!$B$99,(IF(AND($F23=\"Standard\",$I23=9),Reference!$B$130,(IF(AND($F23=\"Medium\",$I23=9),Reference!$B$131,(IF(AND($F23=\"High\",$I23=9),Reference!$B$132,(IF(AND($F23=\"Standard\",$I23=11),Reference!$B$133,(IF(AND($F23=\"Medium\",$I23=11),Reference!$B$134,(IF(AND($F23=\"High\",$I23=11),Reference!$B$135,(IF(AND($F23=\"Standard\",$I23=12),Reference!$B$133,(IF(AND($F23=\"Medium\",$I23=12),Reference!$B$134,(IF(AND($F23=\"High\",$I23=12),Reference!$B$135,(IF(AND($F23=\"Standard\",$I23=13),Reference!$B$136,(IF(AND($F23=\"Medium\",$I23=13),Reference!$B$137,(IF(AND($F23=\"High\",$I23=13),Reference!$B$138,(IF(AND($F23=\"Standard\",$I23=16),Reference!$B$139,(IF(AND($F23=\"Medium\",$I23=16),Reference!$B$140,(IF(AND($F23=\"High\",$I23=16),Reference!$B$141,(IF(AND($F23=\"Standard\",$I23=17),Reference!$B$139,(IF(AND($F23=\"Medium\",$I23=17),Reference!$B$140,(IF(AND($F23=\"High\",$I23=17),Reference!$B$141,(IF(AND($F23=\"Standard\",$I23=18),Reference!$B$142,(IF(AND($F23=\"Medium\",$I23=18),Reference!$B$143,(IF(AND($F23=\"High\",$I23=18),Reference!$B$144,(IF(AND($F23=\"Standard\",$I23=21),Reference!$B$145,(IF(AND($F23=\"Medium\",$I23=21),Reference!$B$146,(IF(AND($F23=\"High\",$I23=21),Reference!$B$147,(IF(AND($F23=\"Standard\",$I23=23),Reference!$B$148,(IF(AND($F23=\"Medium\",$I23=23),Reference!$B$149,(IF(AND($F23=\"High\",$I23=23),Reference!$B$150,0))))))))))))))))))))))))))))))))))))))))))))))))))))))))))))))))))))))))))))))))))))),0)),(IF($G23>0,((IF(AND($F23=\"Standard\",$I23=2),Reference!$B$91,(IF(AND($F23=\"Medium\",$I23=2),Reference!$B$92,(IF(AND($F23=\"High\",$I23=2),Reference!$B$93,(IF(AND($F23=\"Standard\",$I23=3),Reference!$B$91,(IF(AND($F23=\"Medium\",$I23=3),Reference!$B$92,(IF(AND($F23=\"High\",$I23=3),Reference!$B$93,(IF(AND($F23=\"Standard\",$I23=4),Reference!$B$94,(IF(AND($F23=\"Medium\",$I23=4),Reference!$B$95,(IF(AND($F23=\"High\",$I23=4),Reference!$B$96,(IF(AND($F23=\"Standard\",$I23=7),Reference!$B$97,(IF(AND($F23=\"Medium\",$I23=7),Reference!$B$98,(IF(AND($F23=\"High\",$I23=7),Reference!$B$99,(IF(AND($F23=\"Standard\",$I23=8),Reference!$B$97,(IF(AND($F23=\"Medium\",$I23=8),Reference!$B$98,(IF(AND($F23=\"High\",$I23=8),Reference!$B$99,(IF(AND($F23=\"Standard\",$I23=9),Reference!$B$100,(IF(AND($F23=\"Medium\",$I23=9),Reference!$B$101,(IF(AND($F23=\"High\",$I23=9),Reference!$B$102,(IF(AND($F23=\"Standard\",$I23=11),Reference!$B$103,(IF(AND($F23=\"Medium\",$I23=11),Reference!$B$104,(IF(AND($F23=\"High\",$I23=11),Reference!$B$105,(IF(AND($F23=\"Standard\",$I23=12),Reference!$B$103,(IF(AND($F23=\"Medium\",$I23=12),Reference!$B$104,(IF(AND($F23=\"High\",$I23=12),Reference!$B$105,(IF(AND($F23=\"Standard\",$I23=13),Reference!$B$106,(IF(AND($F23=\"Medium\",$I23=13),Reference!$B$107,(IF(AND($F23=\"High\",$I23=13),Reference!$B$108,(IF(AND($F23=\"Standard\",$I23=16),Reference!$B$109,(IF(AND($F23=\"Medium\",$I23=16),Reference!$B$110,(IF(AND($F23=\"High\",$I23=16),Reference!$B$111,(IF(AND($F23=\"Standard\",$I23=17),Reference!$B$109,(IF(AND($F23=\"Medium\",$I23=17),Reference!$B$110,(IF(AND($F23=\"High\",$I23=17),Reference!$B$111,(IF(AND($F23=\"Standard\",$I23=18),Reference!$B$112,(IF(AND($F23=\"Medium\",$I23=18),Reference!$B$113,(IF(AND($F23=\"High\",$I23=18),Reference!$B$114,(IF(AND($F23=\"Standard\",$I23=21),Reference!$B$115,(IF(AND($F23=\"Medium\",$I23=21),Reference!$B$116,(IF(AND($F23=\"High\",$I23=21),Reference!$B$117,(IF(AND($F23=\"Standard\",$I23=23),Reference!$B$118,(IF(AND($F23=\"Medium\",$I23=23),Reference!$B$119,(IF(AND($F23=\"High\",$I23=23),Reference!$B$120,0))))))))))))))))))))))))))))))))))))))))))))))))))))))))))))))))))))))))))))))))))))),0)))","v":0},{"$f":"IF($D$3=\"UL\",(IF($G23>0,((IF(AND($F23=\"Standard\",$I23=2),Reference!$C$121,(IF(AND($F23=\"Medium\",$I23=2),Reference!$C$122,(IF(AND($F23=\"High\",$I23=2),Reference!$C$123,(IF(AND($F23=\"Standard\",$I23=3),Reference!$C$121,(IF(AND($F23=\"Medium\",$I23=3),Reference!$C$122,(IF(AND($F23=\"High\",$I23=3),Reference!$C$123,(IF(AND($F23=\"Standard\",$I23=4),Reference!$C$124,(IF(AND($F23=\"Medium\",$I23=4),Reference!$C$125,(IF(AND($F23=\"High\",$I23=4),Reference!$C$126,(IF(AND($F23=\"Standard\",$I23=7),Reference!$C$127,(IF(AND($F23=\"Medium\",$I23=7),Reference!$C$128,(IF(AND($F23=\"High\",$I23=7),Reference!$C$129,(IF(AND($F23=\"Standard\",$I23=8),Reference!$C$97,(IF(AND($F23=\"Medium\",$I23=8),Reference!$C$98,(IF(AND($F23=\"High\",$I23=8),Reference!$C$99,(IF(AND($F23=\"Standard\",$I23=9),Reference!$C$130,(IF(AND($F23=\"Medium\",$I23=9),Reference!$C$131,(IF(AND($F23=\"High\",$I23=9),Reference!$C$132,(IF(AND($F23=\"Standard\",$I23=11),Reference!$C$133,(IF(AND($F23=\"Medium\",$I23=11),Reference!$C$134,(IF(AND($F23=\"High\",$I23=11),Reference!$C$135,(IF(AND($F23=\"Standard\",$I23=12),Reference!$C$133,(IF(AND($F23=\"Medium\",$I23=12),Reference!$C$134,(IF(AND($F23=\"High\",$I23=12),Reference!$C$135,(IF(AND($F23=\"Standard\",$I23=13),Reference!$C$136,(IF(AND($F23=\"Medium\",$I23=13),Reference!$C$137,(IF(AND($F23=\"High\",$I23=13),Reference!$C$138,(IF(AND($F23=\"Standard\",$I23=16),Reference!$C$139,(IF(AND($F23=\"Medium\",$I23=16),Reference!$C$140,(IF(AND($F23=\"High\",$I23=16),Reference!$C$141,(IF(AND($F23=\"Standard\",$I23=17),Reference!$C$139,(IF(AND($F23=\"Medium\",$I23=17),Reference!$C$140,(IF(AND($F23=\"High\",$I23=17),Reference!$C$141,(IF(AND($F23=\"Standard\",$I23=18),Reference!$C$142,(IF(AND($F23=\"Medium\",$I23=18),Reference!$C$143,(IF(AND($F23=\"High\",$I23=18),Reference!$C$144,(IF(AND($F23=\"Standard\",$I23=21),Reference!$C$145,(IF(AND($F23=\"Medium\",$I23=21),Reference!$C$146,(IF(AND($F23=\"High\",$I23=21),Reference!$C$147,(IF(AND($F23=\"Standard\",$I23=23),Reference!$C$148,(IF(AND($F23=\"Medium\",$I23=23),Reference!$C$149,(IF(AND($F23=\"High\",$I23=23),Reference!$C$150,0))))))))))))))))))))))))))))))))))))))))))))))))))))))))))))))))))))))))))))))))))))),0)),(IF($G23>0,((IF(AND($F23=\"Standard\",$I23=2),Reference!$C$91,(IF(AND($F23=\"Medium\",$I23=2),Reference!$C$92,(IF(AND($F23=\"High\",$I23=2),Reference!$C$93,(IF(AND($F23=\"Standard\",$I23=3),Reference!$C$91,(IF(AND($F23=\"Medium\",$I23=3),Reference!$C$92,(IF(AND($F23=\"High\",$I23=3),Reference!$C$93,(IF(AND($F23=\"Standard\",$I23=4),Reference!$C$94,(IF(AND($F23=\"Medium\",$I23=4),Reference!$C$95,(IF(AND($F23=\"High\",$I23=4),Reference!$C$96,(IF(AND($F23=\"Standard\",$I23=7),Reference!$C$97,(IF(AND($F23=\"Medium\",$I23=7),Reference!$C$98,(IF(AND($F23=\"High\",$I23=7),Reference!$C$99,(IF(AND($F23=\"Standard\",$I23=8),Reference!$C$97,(IF(AND($F23=\"Medium\",$I23=8),Reference!$C$98,(IF(AND($F23=\"High\",$I23=8),Reference!$C$99,(IF(AND($F23=\"Standard\",$I23=9),Reference!$C$100,(IF(AND($F23=\"Medium\",$I23=9),Reference!$C$101,(IF(AND($F23=\"High\",$I23=9),Reference!$C$102,(IF(AND($F23=\"Standard\",$I23=11),Reference!$C$103,(IF(AND($F23=\"Medium\",$I23=11),Reference!$C$104,(IF(AND($F23=\"High\",$I23=11),Reference!$C$105,(IF(AND($F23=\"Standard\",$I23=12),Reference!$C$103,(IF(AND($F23=\"Medium\",$I23=12),Reference!$C$104,(IF(AND($F23=\"High\",$I23=12),Reference!$C$105,(IF(AND($F23=\"Standard\",$I23=13),Reference!$C$106,(IF(AND($F23=\"Medium\",$I23=13),Reference!$C$107,(IF(AND($F23=\"High\",$I23=13),Reference!$C$108,(IF(AND($F23=\"Standard\",$I23=16),Reference!$C$109,(IF(AND($F23=\"Medium\",$I23=16),Reference!$C$110,(IF(AND($F23=\"High\",$I23=16),Reference!$C$111,(IF(AND($F23=\"Standard\",$I23=17),Reference!$C$109,(IF(AND($F23=\"Medium\",$I23=17),Reference!$C$110,(IF(AND($F23=\"High\",$I23=17),Reference!$C$111,(IF(AND($F23=\"Standard\",$I23=18),Reference!$C$112,(IF(AND($F23=\"Medium\",$I23=18),Reference!$C$113,(IF(AND($F23=\"High\",$I23=18),Reference!$C$114,(IF(AND($F23=\"Standard\",$I23=21),Reference!$C$115,(IF(AND($F23=\"Medium\",$I23=21),Reference!$C$116,(IF(AND($F23=\"High\",$I23=21),Reference!$C$117,(IF(AND($F23=\"Standard\",$I23=23),Reference!$C$118,(IF(AND($F23=\"Medium\",$I23=23),Reference!$C$119,(IF(AND($F23=\"High\",$I23=23),Reference!$C$120,0))))))))))))))))))))))))))))))))))))))))))))))))))))))))))))))))))))))))))))))))))))),0)))","v":0},{"$f":"IF($D$3=\"UL\",(IF($G23>0,((IF(AND($F23=\"Standard\",$I23=2),Reference!$D$121,(IF(AND($F23=\"Medium\",$I23=2),Reference!$D$122,(IF(AND($F23=\"High\",$I23=2),Reference!$D$123,(IF(AND($F23=\"Standard\",$I23=3),Reference!$D$121,(IF(AND($F23=\"Medium\",$I23=3),Reference!$D$122,(IF(AND($F23=\"High\",$I23=3),Reference!$D$123,(IF(AND($F23=\"Standard\",$I23=4),Reference!$D$124,(IF(AND($F23=\"Medium\",$I23=4),Reference!$D$125,(IF(AND($F23=\"High\",$I23=4),Reference!$D$126,(IF(AND($F23=\"Standard\",$I23=7),Reference!$D$127,(IF(AND($F23=\"Medium\",$I23=7),Reference!$D$128,(IF(AND($F23=\"High\",$I23=7),Reference!$D$129,(IF(AND($F23=\"Standard\",$I23=8),Reference!$D$97,(IF(AND($F23=\"Medium\",$I23=8),Reference!$D$98,(IF(AND($F23=\"High\",$I23=8),Reference!$D$99,(IF(AND($F23=\"Standard\",$I23=9),Reference!$D$130,(IF(AND($F23=\"Medium\",$I23=9),Reference!$D$131,(IF(AND($F23=\"High\",$I23=9),Reference!$D$132,(IF(AND($F23=\"Standard\",$I23=11),Reference!$D$133,(IF(AND($F23=\"Medium\",$I23=11),Reference!$D$134,(IF(AND($F23=\"High\",$I23=11),Reference!$D$135,(IF(AND($F23=\"Standard\",$I23=12),Reference!$D$133,(IF(AND($F23=\"Medium\",$I23=12),Reference!$D$134,(IF(AND($F23=\"High\",$I23=12),Reference!$D$135,(IF(AND($F23=\"Standard\",$I23=13),Reference!$D$136,(IF(AND($F23=\"Medium\",$I23=13),Reference!$D$137,(IF(AND($F23=\"High\",$I23=13),Reference!$D$138,(IF(AND($F23=\"Standard\",$I23=16),Reference!$D$139,(IF(AND($F23=\"Medium\",$I23=16),Reference!$D$140,(IF(AND($F23=\"High\",$I23=16),Reference!$D$141,(IF(AND($F23=\"Standard\",$I23=17),Reference!$D$139,(IF(AND($F23=\"Medium\",$I23=17),Reference!$D$140,(IF(AND($F23=\"High\",$I23=17),Reference!$D$141,(IF(AND($F23=\"Standard\",$I23=18),Reference!$D$142,(IF(AND($F23=\"Medium\",$I23=18),Reference!$D$143,(IF(AND($F23=\"High\",$I23=18),Reference!$D$144,(IF(AND($F23=\"Standard\",$I23=21),Reference!$D$145,(IF(AND($F23=\"Medium\",$I23=21),Reference!$D$146,(IF(AND($F23=\"High\",$I23=21),Reference!$D$147,(IF(AND($F23=\"Standard\",$I23=23),Reference!$D$148,(IF(AND($F23=\"Medium\",$I23=23),Reference!$D$149,(IF(AND($F23=\"High\",$I23=23),Reference!$D$150,0))))))))))))))))))))))))))))))))))))))))))))))))))))))))))))))))))))))))))))))))))))),0)),(IF($G23>0,((IF(AND($F23=\"Standard\",$I23=2),Reference!$D$91,(IF(AND($F23=\"Medium\",$I23=2),Reference!$D$92,(IF(AND($F23=\"High\",$I23=2),Reference!$D$93,(IF(AND($F23=\"Standard\",$I23=3),Reference!$D$91,(IF(AND($F23=\"Medium\",$I23=3),Reference!$D$92,(IF(AND($F23=\"High\",$I23=3),Reference!$D$93,(IF(AND($F23=\"Standard\",$I23=4),Reference!$D$94,(IF(AND($F23=\"Medium\",$I23=4),Reference!$D$95,(IF(AND($F23=\"High\",$I23=4),Reference!$D$96,(IF(AND($F23=\"Standard\",$I23=7),Reference!$D$97,(IF(AND($F23=\"Medium\",$I23=7),Reference!$D$98,(IF(AND($F23=\"High\",$I23=7),Reference!$D$99,(IF(AND($F23=\"Standard\",$I23=8),Reference!$D$97,(IF(AND($F23=\"Medium\",$I23=8),Reference!$D$98,(IF(AND($F23=\"High\",$I23=8),Reference!$D$99,(IF(AND($F23=\"Standard\",$I23=9),Reference!$D$100,(IF(AND($F23=\"Medium\",$I23=9),Reference!$D$101,(IF(AND($F23=\"High\",$I23=9),Reference!$D$102,(IF(AND($F23=\"Standard\",$I23=11),Reference!$D$103,(IF(AND($F23=\"Medium\",$I23=11),Reference!$D$104,(IF(AND($F23=\"High\",$I23=11),Reference!$D$105,(IF(AND($F23=\"Standard\",$I23=12),Reference!$D$103,(IF(AND($F23=\"Medium\",$I23=12),Reference!$D$104,(IF(AND($F23=\"High\",$I23=12),Reference!$D$105,(IF(AND($F23=\"Standard\",$I23=13),Reference!$D$106,(IF(AND($F23=\"Medium\",$I23=13),Reference!$D$107,(IF(AND($F23=\"High\",$I23=13),Reference!$D$108,(IF(AND($F23=\"Standard\",$I23=16),Reference!$D$109,(IF(AND($F23=\"Medium\",$I23=16),Reference!$D$110,(IF(AND($F23=\"High\",$I23=16),Reference!$D$111,(IF(AND($F23=\"Standard\",$I23=17),Reference!$D$109,(IF(AND($F23=\"Medium\",$I23=17),Reference!$D$110,(IF(AND($F23=\"High\",$I23=17),Reference!$D$111,(IF(AND($F23=\"Standard\",$I23=18),Reference!$D$112,(IF(AND($F23=\"Medium\",$I23=18),Reference!$D$113,(IF(AND($F23=\"High\",$I23=18),Reference!$D$114,(IF(AND($F23=\"Standard\",$I23=21),Reference!$D$115,(IF(AND($F23=\"Medium\",$I23=21),Reference!$D$116,(IF(AND($F23=\"High\",$I23=21),Reference!$D$117,(IF(AND($F23=\"Standard\",$I23=23),Reference!$D$118,(IF(AND($F23=\"Medium\",$I23=23),Reference!$D$119,(IF(AND($F23=\"High\",$I23=23),Reference!$D$120,0))))))))))))))))))))))))))))))))))))))))))))))))))))))))))))))))))))))))))))))))))))),0)))","v":0},0,0,0,"2 Alarm Front Film","No",0,0,0,0,{"$f":"IF($AN23=\"Yes\",IF($AO23=1,Reference!#REF!,IF($AO23=2,Reference!#REF!,IF($AO23=3,Reference!#REF!,0))),(IF($AP23=1,IF($AR23=2,Reference!$C$194,IF($AR23=3,Reference!$C$196,IF($AR23=4,Reference!$C$198,0))),IF($AP23=2,IF($AR23=3,Reference!$C$195,IF($AR23=4,Reference!$C$197,IF($AR23=5,Reference!$C$199,0))),0))))","v":0},{"$f":"IF(AN23=\"Yes\",IF($AO23=1,Reference!#REF!,IF($AO23=2,Reference!#REF!,IF($AO23=3,Reference!#REF!,0))),(IF($AP23=1,IF($AR23=2,Reference!$E$194,IF($AR23=3,Reference!$E$196,IF($AR23=4,Reference!$E$198,0))),IF($AP23=2,IF($AR23=3,Reference!$E$195,IF($AR23=4,Reference!$E$197,IF($AR23=5,Reference!$E$199,0))),0))))","v":0},{"$f":"IF($AN23=\"Yes\",IF($AO23=1,Reference!#REF!,IF($AO23=2,Reference!#REF!,IF($AO23=3,Reference!#REF!,0))),(IF($AP23=1,IF($AR23=2,Reference!$D$194,IF($AR23=3,Reference!$D$196,IF($AR23=4,Reference!$D$198,0))),IF($AP23=2,IF($AR23=3,Reference!$D$195,IF($AR23=4,Reference!$D$197,IF($AR23=5,Reference!$D$199,0))),0))))","v":0},0,"Have more than",0,0,null,{"$f":"IF($AX23=\"Yes\",(IF($AZ23=\"NU2\",Reference!$B$221,IF($AZ23=\"NU2D\",Reference!$B$222,IF($AZ23=\"NU5N\",Reference!$B$223,IF($AZ23=\"NU5DN\",Reference!$B$224,IF($AZ23=\"NU5DOData\",Reference!$B$225,IF($AZ23=\"NU5DOFD\",Reference!$B$227,\"\"))))))),0)","v":0},{"$f":"IF($AX23=\"Yes\",(IF($AZ23=\"NU2\",Reference!$D$221,IF($AZ23=\"NU2D\",Reference!$D$222,IF($AZ23=\"NU5N\",Reference!$D$223,IF($AZ23=\"NU5DN\",Reference!$D$224,IF($AZ23=\"NU5DOData\",Reference!$D$225,IF($AZ23=\"NU5DOFD\",Reference!$D$227,0))))))),0)","v":0},{"$f":"IF($AX23=\"Yes\",(IF($AZ23=\"NU2\",Reference!$E$221,IF($AZ23=\"NU2D\",Reference!$E$222,IF($AZ23=\"NU5N\",Reference!$E$223,IF($AZ23=\"NU5DN\",Reference!$E$224,IF($AZ23=\"NU5DOData\",Reference!$E$225,IF($AZ23=\"NU5DOFD\",Reference!$E$227,IF($AZ23=\"NU5DF\",Reference!$E$226,0)))))))),0)","v":0},null,null,null,0,{"$f":"IF($BE23=\"AD-10-1960\",Reference!$G$232,IF($BE23=\"AD-10-1963\",Reference!$G$233,IF($BE23=\"AD-10-1966\",Reference!$G$237,IF($BE23=\"AD-10-1975\",Reference!$G$237,IF($BE23=\"AD-10-1980\",Reference!$G$238,IF($BE23=\"AD-10-2000\",Reference!$G$235,IF($BE23=\"AD-10-2010\",Reference!$G$236,\"\")))))))","v":""},{"$f":"IF($BE23=\"AD-10-1960\",Reference!$F$232,IF($BE23=\"AD-10-1963\",Reference!$F$233,IF($BE23=\"AD-10-1966\",Reference!$F$237,IF($BE23=\"AD-10-1975\",Reference!$F$237,IF($BE23=\"AD-10-1980\",Reference!$F$238,IF($BE23=\"AD-10-2000\",Reference!$F$235,IF($BE23=\"AD-10-2010\",Reference!$F$236,\"\")))))))","v":""},{"$f":"IF($BE23=\"AD-10-1960\",Reference!$E$232,IF($BE23=\"AD-10-1963\",Reference!$E$233,IF($BE23=\"AD-10-1966\",Reference!$E$237,IF($BE23=\"AD-10-1975\",Reference!$E$237,IF($BE23=\"AD-10-1980\",Reference!$E$238,IF($BE23=\"AD-10-2000\",Reference!$E$235,IF($BE23=\"AD-10-2010\",Reference!$E$236,\"\")))))))","v":""},null,0,{"$f":"(IF($D23>0,(IF($BL23=\"AD-05-5400\",'Battery Consumption'!$D$5,IF($BL23=\"AD-05-5410\",'Battery Consumption'!$D$6,IF($BL23=\"AD-05-5405\",'Battery Consumption'!$D$7,IF($BL23=\"AD-05-5415\",'Battery Consumption'!$D$8,IF($BL23=\"AD-05-5425\",'Battery Consumption'!$D$9,IF($BL23=\"AD-05-5420\",'Battery Consumption'!$D$10,IF($BL23=\"AD-05-5430\",'Battery Consumption'!$D$11,IF($BL23=\"AD-05-5440\",'Battery Consumption'!$D$12,IF($BL23=\"AD-05-5435\",'Battery Consumption'!$D$13,IF($BL23=\"AD-05-5445\",'Battery Consumption'!$D$14,IF($BL23=\"AD-05-5455\",'Battery Consumption'!$D$15,IF($BL23=\"AD-05-5450\",'Battery Consumption'!$D$16,IF($BL23=\"AD-05-5460\",'Battery Consumption'!$D$17,IF($BL23=\"AD-05-5465\",'Battery Consumption'!$D$18,IF($BL23=\"AD-05-5470\",'Battery Consumption'!$D$19,IF($BL23=\"AD-05-5401\",'Battery Consumption'!$D$20,IF($BL23=\"AD-05-5413\",'Battery Consumption'!$D$21,IF($BL23=\"AD-05-5406\",'Battery Consumption'!$D$22,IF($BL23=\"AD-05-5416\",'Battery Consumption'!$D$23,IF($BL23=\"AD-05-5426\",'Battery Consumption'!$D$24,IF($BL23=\"AD-05-5421\",'Battery Consumption'!$D$25,IF($BL23=\"AD-05-5432\",'Battery Consumption'!$D$26,IF($BL23=\"AD-05-5441\",'Battery Consumption'!$D$27,IF($BL23=\"AD-05-5437\",'Battery Consumption'!$D$28,IF($BL23=\"AD-05-5446\",'Battery Consumption'!$D$29,IF($BL23=\"AD-05-5456\",'Battery Consumption'!$D$30,IF($BL23=\"AD-05-5451\",'Battery Consumption'!$D$31,IF($BL23=\"AD-05-5461\",'Battery Consumption'!$D$32,IF($BL23=\"AD-05-5471\",'Battery Consumption'!$D$33,IF($BL23=\"AD-05-5466\",'Battery Consumption'!$D$34,0))))))))))))))))))))))))))))))),0))","v":0},0,{"$f":"(IF($D23>0,(IF($BL23=\"AD-05-5400\",'Battery Consumption'!$E$5,IF($BL23=\"AD-05-5410\",'Battery Consumption'!$E$6,IF($BL23=\"AD-05-5405\",'Battery Consumption'!$E$7,IF($BL23=\"AD-05-5415\",'Battery Consumption'!$E$8,IF($BL23=\"AD-05-5425\",'Battery Consumption'!$E$9,IF($BL23=\"AD-05-5420\",'Battery Consumption'!$E$10,IF($BL23=\"AD-05-5430\",'Battery Consumption'!$E$11,IF($BL23=\"AD-05-5440\",'Battery Consumption'!$E$12,IF($BL23=\"AD-05-5435\",'Battery Consumption'!$E$13,IF($BL23=\"AD-05-5445\",'Battery Consumption'!$E$14,IF($BL23=\"AD-05-5455\",'Battery Consumption'!$E$15,IF($BL23=\"AD-05-5450\",'Battery Consumption'!$E$16,IF($BL23=\"AD-05-5460\",'Battery Consumption'!$E$17,IF($BL23=\"AD-05-5465\",'Battery Consumption'!$E$18,IF($BL23=\"AD-05-5470\",'Battery Consumption'!$E$19,IF($BL23=\"AD-05-5401\",'Battery Consumption'!$E$20,IF($BL23=\"AD-05-5413\",'Battery Consumption'!$E$21,IF($BL23=\"AD-05-5406\",'Battery Consumption'!$E$22,IF($BL23=\"AD-05-5416\",'Battery Consumption'!$E$23,IF($BL23=\"AD-05-5426\",'Battery Consumption'!$E$24,IF($BL23=\"AD-05-5421\",'Battery Consumption'!$E$25,IF($BL23=\"AD-05-5432\",'Battery Consumption'!$E$26,IF($BL23=\"AD-05-5441\",'Battery Consumption'!$E$27,IF($BL23=\"AD-05-5437\",'Battery Consumption'!$E$28,IF($BL23=\"AD-05-5446\",'Battery Consumption'!$E$29,IF($BL23=\"AD-05-5456\",'Battery Consumption'!$E$30,IF($BL23=\"AD-05-5451\",'Battery Consumption'!$E$31,IF($BL23=\"AD-05-5461\",'Battery Consumption'!$E$32,IF($BL23=\"AD-05-5471\",'Battery Consumption'!$E$33,IF($BL23=\"AD-05-5466\",'Battery Consumption'!$E$34,0))))))))))))))))))))))))))))))),0))","v":0},0,0,{"$f":"IF($D23>0,(IF($BQ23<12,Reference!$J$259,IF($BQ23<24,Reference!$J$260,IF($BQ23<65,Reference!$J$260,\"Get your own\")))),0)","v":0},{"$f":"IF($D23>0,(IF($BQ23<12,Reference!$F$259,IF($BQ23<24,Reference!$F$260,IF($BQ23<65,Reference!$F$260,\"Get your own\")))),0)","v":0},{"$f":"IF($D23>0,(IF($BQ23<12,Reference!$H$259,IF($BQ23<24,Reference!$H$260,IF($BQ23<65,Reference!$H$260,\"Get your own\")))),0)","v":0},null,0,null,null,"AD-05-5413","ProSens Ul Silent-TP1",0,"UL"]
[18,null,null,null,null,null,0,0,0,0,0,0,0,0,0,null,{"$f":"IF($D$3=\"UL\",(IF(AND($G24=1,$H24=1),Reference!$C$53,IF(AND($G24=2,$H24=1),Reference!$C$54,IF(AND($G24=3,$H24=1),Reference!$C$55,IF(AND($G24=1,$H24=2),Reference!$C$56,IF(AND($G24=2,$H24=2),Reference!$C$57,IF(AND($G24=3,$H24=2),Reference!$C$58,IF(AND($G24=1,$H24=3),Reference!$C$59,IF(AND($G24=2,$H24=3),Reference!$C$60,IF(AND($G24=3,$H24=3),Reference!$C$61,IF(AND($G24=1,$H24=4),Reference!$C$62,IF(AND($G24=2,$H24=4),Reference!$C$63,IF(AND($G24=3,$H24=4),Reference!$C$64,IF(AND($G24=1,$H24=5),Reference!$C$65,IF(AND($G24=2,$H24=5),Reference!$C$66,IF(AND($G24=3,$H24=5),Reference!$C$67,0)))))))))))))))),(IF(AND($G24=1,$H24=1),Reference!$C$38,IF(AND($G24=2,$H24=1),Reference!$C$39,IF(AND($G24=3,$H24=1),Reference!$C$40,IF(AND($G24=1,$H24=2),Reference!$C$41,IF(AND($G24=2,$H24=2),Reference!$C$42,IF(AND($G24=3,$H24=2),Reference!$C$43,IF(AND($G24=1,$H24=3),Reference!$C$44,IF(AND($G24=2,$H24=3),Reference!$C$45,IF(AND($G24=3,$H24=3),Reference!$C$46,IF(AND($G24=1,$H24=4),Reference!$C$47,IF(AND($G24=2,$H24=4),Reference!$C$48,IF(AND($G24=3,$H24=4),Reference!$C$49,IF(AND($G24=1,$H24=5),Reference!$C$50,IF(AND($G24=2,$H24=5),Reference!$C$51,IF(AND($G24=3,$H24=5),Reference!$C$52,0)))))))))))))))))","v":0},{"$f":"IF($D$3=\"UL\",(IF(AND($G24=1,$H24=1),Reference!$B$53,IF(AND($G24=2,$H24=1),Reference!$B$54,IF(AND($G24=3,$H24=1),Reference!$B$55,IF(AND($G24=1,$H24=2),Reference!$B$56,IF(AND($G24=2,$H24=2),Reference!$B$57,IF(AND($G24=3,$H24=2),Reference!$B$58,IF(AND($G24=1,$H24=3),Reference!$B$59,IF(AND($G24=2,$H24=3),Reference!$B$60,IF(AND($G24=3,$H24=3),Reference!$B$61,IF(AND($G24=1,$H24=4),Reference!$B$62,IF(AND($G24=2,$H24=4),Reference!$B$63,IF(AND($G24=3,$H24=4),Reference!$B$64,IF(AND($G24=1,$H24=5),Reference!$B$65,IF(AND($G24=2,$H24=5),Reference!$B$66,IF(AND($G24=3,$H24=5),Reference!$B$67,0)))))))))))))))),(IF(AND($G24=1,$H24=1),Reference!$B$38,IF(AND($G24=2,$H24=1),Reference!$B$39,IF(AND($G24=3,$H24=1),Reference!$B$40,IF(AND($G24=1,$H24=2),Reference!$B$41,IF(AND($G24=2,$H24=2),Reference!$B$42,IF(AND($G24=3,$H24=2),Reference!$B$43,IF(AND($G24=1,$H24=3),Reference!$B$44,IF(AND($G24=2,$H24=3),Reference!$B$45,IF(AND($G24=3,$H24=3),Reference!$B$46,IF(AND($G24=1,$H24=4),Reference!$B$47,IF(AND($G24=2,$H24=4),Reference!$B$48,IF(AND($G24=3,$H24=4),Reference!$B$49,IF(AND($G24=1,$H24=5),Reference!$B$50,IF(AND($G24=2,$H24=5),Reference!$B$51,IF(AND($G24=3,$H24=5),Reference!$B$52,0)))))))))))))))))","v":0},0,0,null,0,0,null,null,null,null,null,0,0,null,null,{"$f":"IF($D$3=\"UL\",(IF($G24>0,((IF(AND($F24=\"Standard\",$I24=2),Reference!$B$121,(IF(AND($F24=\"Medium\",$I24=2),Reference!$B$122,(IF(AND($F24=\"High\",$I24=2),Reference!$B$123,(IF(AND($F24=\"Standard\",$I24=3),Reference!$B$121,(IF(AND($F24=\"Medium\",$I24=3),Reference!$B$122,(IF(AND($F24=\"High\",$I24=3),Reference!$B$123,(IF(AND($F24=\"Standard\",$I24=4),Reference!$B$124,(IF(AND($F24=\"Medium\",$I24=4),Reference!$B$125,(IF(AND($F24=\"High\",$I24=4),Reference!$B$126,(IF(AND($F24=\"Standard\",$I24=7),Reference!$B$127,(IF(AND($F24=\"Medium\",$I24=7),Reference!$B$128,(IF(AND($F24=\"High\",$I24=7),Reference!$B$129,(IF(AND($F24=\"Standard\",$I24=8),Reference!$B$97,(IF(AND($F24=\"Medium\",$I24=8),Reference!$B$98,(IF(AND($F24=\"High\",$I24=8),Reference!$B$99,(IF(AND($F24=\"Standard\",$I24=9),Reference!$B$130,(IF(AND($F24=\"Medium\",$I24=9),Reference!$B$131,(IF(AND($F24=\"High\",$I24=9),Reference!$B$132,(IF(AND($F24=\"Standard\",$I24=11),Reference!$B$133,(IF(AND($F24=\"Medium\",$I24=11),Reference!$B$134,(IF(AND($F24=\"High\",$I24=11),Reference!$B$135,(IF(AND($F24=\"Standard\",$I24=12),Reference!$B$133,(IF(AND($F24=\"Medium\",$I24=12),Reference!$B$134,(IF(AND($F24=\"High\",$I24=12),Reference!$B$135,(IF(AND($F24=\"Standard\",$I24=13),Reference!$B$136,(IF(AND($F24=\"Medium\",$I24=13),Reference!$B$137,(IF(AND($F24=\"High\",$I24=13),Reference!$B$138,(IF(AND($F24=\"Standard\",$I24=16),Reference!$B$139,(IF(AND($F24=\"Medium\",$I24=16),Reference!$B$140,(IF(AND($F24=\"High\",$I24=16),Reference!$B$141,(IF(AND($F24=\"Standard\",$I24=17),Reference!$B$139,(IF(AND($F24=\"Medium\",$I24=17),Reference!$B$140,(IF(AND($F24=\"High\",$I24=17),Reference!$B$141,(IF(AND($F24=\"Standard\",$I24=18),Reference!$B$142,(IF(AND($F24=\"Medium\",$I24=18),Reference!$B$143,(IF(AND($F24=\"High\",$I24=18),Reference!$B$144,(IF(AND($F24=\"Standard\",$I24=21),Reference!$B$145,(IF(AND($F24=\"Medium\",$I24=21),Reference!$B$146,(IF(AND($F24=\"High\",$I24=21),Reference!$B$147,(IF(AND($F24=\"Standard\",$I24=23),Reference!$B$148,(IF(AND($F24=\"Medium\",$I24=23),Reference!$B$149,(IF(AND($F24=\"High\",$I24=23),Reference!$B$150,0))))))))))))))))))))))))))))))))))))))))))))))))))))))))))))))))))))))))))))))))))))),0)),(IF($G24>0,((IF(AND($F24=\"Standard\",$I24=2),Reference!$B$91,(IF(AND($F24=\"Medium\",$I24=2),Reference!$B$92,(IF(AND($F24=\"High\",$I24=2),Reference!$B$93,(IF(AND($F24=\"Standard\",$I24=3),Reference!$B$91,(IF(AND($F24=\"Medium\",$I24=3),Reference!$B$92,(IF(AND($F24=\"High\",$I24=3),Reference!$B$93,(IF(AND($F24=\"Standard\",$I24=4),Reference!$B$94,(IF(AND($F24=\"Medium\",$I24=4),Reference!$B$95,(IF(AND($F24=\"High\",$I24=4),Reference!$B$96,(IF(AND($F24=\"Standard\",$I24=7),Reference!$B$97,(IF(AND($F24=\"Medium\",$I24=7),Reference!$B$98,(IF(AND($F24=\"High\",$I24=7),Reference!$B$99,(IF(AND($F24=\"Standard\",$I24=8),Reference!$B$97,(IF(AND($F24=\"Medium\",$I24=8),Reference!$B$98,(IF(AND($F24=\"High\",$I24=8),Reference!$B$99,(IF(AND($F24=\"Standard\",$I24=9),Reference!$B$100,(IF(AND($F24=\"Medium\",$I24=9),Reference!$B$101,(IF(AND($F24=\"High\",$I24=9),Reference!$B$102,(IF(AND($F24=\"Standard\",$I24=11),Reference!$B$103,(IF(AND($F24=\"Medium\",$I24=11),Reference!$B$104,(IF(AND($F24=\"High\",$I24=11),Reference!$B$105,(IF(AND($F24=\"Standard\",$I24=12),Reference!$B$103,(IF(AND($F24=\"Medium\",$I24=12),Reference!$B$104,(IF(AND($F24=\"High\",$I24=12),Reference!$B$105,(IF(AND($F24=\"Standard\",$I24=13),Reference!$B$106,(IF(AND($F24=\"Medium\",$I24=13),Reference!$B$107,(IF(AND($F24=\"High\",$I24=13),Reference!$B$108,(IF(AND($F24=\"Standard\",$I24=16),Reference!$B$109,(IF(AND($F24=\"Medium\",$I24=16),Reference!$B$110,(IF(AND($F24=\"High\",$I24=16),Reference!$B$111,(IF(AND($F24=\"Standard\",$I24=17),Reference!$B$109,(IF(AND($F24=\"Medium\",$I24=17),Reference!$B$110,(IF(AND($F24=\"High\",$I24=17),Reference!$B$111,(IF(AND($F24=\"Standard\",$I24=18),Reference!$B$112,(IF(AND($F24=\"Medium\",$I24=18),Reference!$B$113,(IF(AND($F24=\"High\",$I24=18),Reference!$B$114,(IF(AND($F24=\"Standard\",$I24=21),Reference!$B$115,(IF(AND($F24=\"Medium\",$I24=21),Reference!$B$116,(IF(AND($F24=\"High\",$I24=21),Reference!$B$117,(IF(AND($F24=\"Standard\",$I24=23),Reference!$B$118,(IF(AND($F24=\"Medium\",$I24=23),Reference!$B$119,(IF(AND($F24=\"High\",$I24=23),Reference!$B$120,0))))))))))))))))))))))))))))))))))))))))))))))))))))))))))))))))))))))))))))))))))))),0)))","v":0},{"$f":"IF($D$3=\"UL\",(IF($G24>0,((IF(AND($F24=\"Standard\",$I24=2),Reference!$C$121,(IF(AND($F24=\"Medium\",$I24=2),Reference!$C$122,(IF(AND($F24=\"High\",$I24=2),Reference!$C$123,(IF(AND($F24=\"Standard\",$I24=3),Reference!$C$121,(IF(AND($F24=\"Medium\",$I24=3),Reference!$C$122,(IF(AND($F24=\"High\",$I24=3),Reference!$C$123,(IF(AND($F24=\"Standard\",$I24=4),Reference!$C$124,(IF(AND($F24=\"Medium\",$I24=4),Reference!$C$125,(IF(AND($F24=\"High\",$I24=4),Reference!$C$126,(IF(AND($F24=\"Standard\",$I24=7),Reference!$C$127,(IF(AND($F24=\"Medium\",$I24=7),Reference!$C$128,(IF(AND($F24=\"High\",$I24=7),Reference!$C$129,(IF(AND($F24=\"Standard\",$I24=8),Reference!$C$97,(IF(AND($F24=\"Medium\",$I24=8),Reference!$C$98,(IF(AND($F24=\"High\",$I24=8),Reference!$C$99,(IF(AND($F24=\"Standard\",$I24=9),Reference!$C$130,(IF(AND($F24=\"Medium\",$I24=9),Reference!$C$131,(IF(AND($F24=\"High\",$I24=9),Reference!$C$132,(IF(AND($F24=\"Standard\",$I24=11),Reference!$C$133,(IF(AND($F24=\"Medium\",$I24=11),Reference!$C$134,(IF(AND($F24=\"High\",$I24=11),Reference!$C$135,(IF(AND($F24=\"Standard\",$I24=12),Reference!$C$133,(IF(AND($F24=\"Medium\",$I24=12),Reference!$C$134,(IF(AND($F24=\"High\",$I24=12),Reference!$C$135,(IF(AND($F24=\"Standard\",$I24=13),Reference!$C$136,(IF(AND($F24=\"Medium\",$I24=13),Reference!$C$137,(IF(AND($F24=\"High\",$I24=13),Reference!$C$138,(IF(AND($F24=\"Standard\",$I24=16),Reference!$C$139,(IF(AND($F24=\"Medium\",$I24=16),Reference!$C$140,(IF(AND($F24=\"High\",$I24=16),Reference!$C$141,(IF(AND($F24=\"Standard\",$I24=17),Reference!$C$139,(IF(AND($F24=\"Medium\",$I24=17),Reference!$C$140,(IF(AND($F24=\"High\",$I24=17),Reference!$C$141,(IF(AND($F24=\"Standard\",$I24=18),Reference!$C$142,(IF(AND($F24=\"Medium\",$I24=18),Reference!$C$143,(IF(AND($F24=\"High\",$I24=18),Reference!$C$144,(IF(AND($F24=\"Standard\",$I24=21),Reference!$C$145,(IF(AND($F24=\"Medium\",$I24=21),Reference!$C$146,(IF(AND($F24=\"High\",$I24=21),Reference!$C$147,(IF(AND($F24=\"Standard\",$I24=23),Reference!$C$148,(IF(AND($F24=\"Medium\",$I24=23),Reference!$C$149,(IF(AND($F24=\"High\",$I24=23),Reference!$C$150,0))))))))))))))))))))))))))))))))))))))))))))))))))))))))))))))))))))))))))))))))))))),0)),(IF($G24>0,((IF(AND($F24=\"Standard\",$I24=2),Reference!$C$91,(IF(AND($F24=\"Medium\",$I24=2),Reference!$C$92,(IF(AND($F24=\"High\",$I24=2),Reference!$C$93,(IF(AND($F24=\"Standard\",$I24=3),Reference!$C$91,(IF(AND($F24=\"Medium\",$I24=3),Reference!$C$92,(IF(AND($F24=\"High\",$I24=3),Reference!$C$93,(IF(AND($F24=\"Standard\",$I24=4),Reference!$C$94,(IF(AND($F24=\"Medium\",$I24=4),Reference!$C$95,(IF(AND($F24=\"High\",$I24=4),Reference!$C$96,(IF(AND($F24=\"Standard\",$I24=7),Reference!$C$97,(IF(AND($F24=\"Medium\",$I24=7),Reference!$C$98,(IF(AND($F24=\"High\",$I24=7),Reference!$C$99,(IF(AND($F24=\"Standard\",$I24=8),Reference!$C$97,(IF(AND($F24=\"Medium\",$I24=8),Reference!$C$98,(IF(AND($F24=\"High\",$I24=8),Reference!$C$99,(IF(AND($F24=\"Standard\",$I24=9),Reference!$C$100,(IF(AND($F24=\"Medium\",$I24=9),Reference!$C$101,(IF(AND($F24=\"High\",$I24=9),Reference!$C$102,(IF(AND($F24=\"Standard\",$I24=11),Reference!$C$103,(IF(AND($F24=\"Medium\",$I24=11),Reference!$C$104,(IF(AND($F24=\"High\",$I24=11),Reference!$C$105,(IF(AND($F24=\"Standard\",$I24=12),Reference!$C$103,(IF(AND($F24=\"Medium\",$I24=12),Reference!$C$104,(IF(AND($F24=\"High\",$I24=12),Reference!$C$105,(IF(AND($F24=\"Standard\",$I24=13),Reference!$C$106,(IF(AND($F24=\"Medium\",$I24=13),Reference!$C$107,(IF(AND($F24=\"High\",$I24=13),Reference!$C$108,(IF(AND($F24=\"Standard\",$I24=16),Reference!$C$109,(IF(AND($F24=\"Medium\",$I24=16),Reference!$C$110,(IF(AND($F24=\"High\",$I24=16),Reference!$C$111,(IF(AND($F24=\"Standard\",$I24=17),Reference!$C$109,(IF(AND($F24=\"Medium\",$I24=17),Reference!$C$110,(IF(AND($F24=\"High\",$I24=17),Reference!$C$111,(IF(AND($F24=\"Standard\",$I24=18),Reference!$C$112,(IF(AND($F24=\"Medium\",$I24=18),Reference!$C$113,(IF(AND($F24=\"High\",$I24=18),Reference!$C$114,(IF(AND($F24=\"Standard\",$I24=21),Reference!$C$115,(IF(AND($F24=\"Medium\",$I24=21),Reference!$C$116,(IF(AND($F24=\"High\",$I24=21),Reference!$C$117,(IF(AND($F24=\"Standard\",$I24=23),Reference!$C$118,(IF(AND($F24=\"Medium\",$I24=23),Reference!$C$119,(IF(AND($F24=\"High\",$I24=23),Reference!$C$120,0))))))))))))))))))))))))))))))))))))))))))))))))))))))))))))))))))))))))))))))))))))),0)))","v":0},{"$f":"IF($D$3=\"UL\",(IF($G24>0,((IF(AND($F24=\"Standard\",$I24=2),Reference!$D$121,(IF(AND($F24=\"Medium\",$I24=2),Reference!$D$122,(IF(AND($F24=\"High\",$I24=2),Reference!$D$123,(IF(AND($F24=\"Standard\",$I24=3),Reference!$D$121,(IF(AND($F24=\"Medium\",$I24=3),Reference!$D$122,(IF(AND($F24=\"High\",$I24=3),Reference!$D$123,(IF(AND($F24=\"Standard\",$I24=4),Reference!$D$124,(IF(AND($F24=\"Medium\",$I24=4),Reference!$D$125,(IF(AND($F24=\"High\",$I24=4),Reference!$D$126,(IF(AND($F24=\"Standard\",$I24=7),Reference!$D$127,(IF(AND($F24=\"Medium\",$I24=7),Reference!$D$128,(IF(AND($F24=\"High\",$I24=7),Reference!$D$129,(IF(AND($F24=\"Standard\",$I24=8),Reference!$D$97,(IF(AND($F24=\"Medium\",$I24=8),Reference!$D$98,(IF(AND($F24=\"High\",$I24=8),Reference!$D$99,(IF(AND($F24=\"Standard\",$I24=9),Reference!$D$130,(IF(AND($F24=\"Medium\",$I24=9),Reference!$D$131,(IF(AND($F24=\"High\",$I24=9),Reference!$D$132,(IF(AND($F24=\"Standard\",$I24=11),Reference!$D$133,(IF(AND($F24=\"Medium\",$I24=11),Reference!$D$134,(IF(AND($F24=\"High\",$I24=11),Reference!$D$135,(IF(AND($F24=\"Standard\",$I24=12),Reference!$D$133,(IF(AND($F24=\"Medium\",$I24=12),Reference!$D$134,(IF(AND($F24=\"High\",$I24=12),Reference!$D$135,(IF(AND($F24=\"Standard\",$I24=13),Reference!$D$136,(IF(AND($F24=\"Medium\",$I24=13),Reference!$D$137,(IF(AND($F24=\"High\",$I24=13),Reference!$D$138,(IF(AND($F24=\"Standard\",$I24=16),Reference!$D$139,(IF(AND($F24=\"Medium\",$I24=16),Reference!$D$140,(IF(AND($F24=\"High\",$I24=16),Reference!$D$141,(IF(AND($F24=\"Standard\",$I24=17),Reference!$D$139,(IF(AND($F24=\"Medium\",$I24=17),Reference!$D$140,(IF(AND($F24=\"High\",$I24=17),Reference!$D$141,(IF(AND($F24=\"Standard\",$I24=18),Reference!$D$142,(IF(AND($F24=\"Medium\",$I24=18),Reference!$D$143,(IF(AND($F24=\"High\",$I24=18),Reference!$D$144,(IF(AND($F24=\"Standard\",$I24=21),Reference!$D$145,(IF(AND($F24=\"Medium\",$I24=21),Reference!$D$146,(IF(AND($F24=\"High\",$I24=21),Reference!$D$147,(IF(AND($F24=\"Standard\",$I24=23),Reference!$D$148,(IF(AND($F24=\"Medium\",$I24=23),Reference!$D$149,(IF(AND($F24=\"High\",$I24=23),Reference!$D$150,0))))))))))))))))))))))))))))))))))))))))))))))))))))))))))))))))))))))))))))))))))))),0)),(IF($G24>0,((IF(AND($F24=\"Standard\",$I24=2),Reference!$D$91,(IF(AND($F24=\"Medium\",$I24=2),Reference!$D$92,(IF(AND($F24=\"High\",$I24=2),Reference!$D$93,(IF(AND($F24=\"Standard\",$I24=3),Reference!$D$91,(IF(AND($F24=\"Medium\",$I24=3),Reference!$D$92,(IF(AND($F24=\"High\",$I24=3),Reference!$D$93,(IF(AND($F24=\"Standard\",$I24=4),Reference!$D$94,(IF(AND($F24=\"Medium\",$I24=4),Reference!$D$95,(IF(AND($F24=\"High\",$I24=4),Reference!$D$96,(IF(AND($F24=\"Standard\",$I24=7),Reference!$D$97,(IF(AND($F24=\"Medium\",$I24=7),Reference!$D$98,(IF(AND($F24=\"High\",$I24=7),Reference!$D$99,(IF(AND($F24=\"Standard\",$I24=8),Reference!$D$97,(IF(AND($F24=\"Medium\",$I24=8),Reference!$D$98,(IF(AND($F24=\"High\",$I24=8),Reference!$D$99,(IF(AND($F24=\"Standard\",$I24=9),Reference!$D$100,(IF(AND($F24=\"Medium\",$I24=9),Reference!$D$101,(IF(AND($F24=\"High\",$I24=9),Reference!$D$102,(IF(AND($F24=\"Standard\",$I24=11),Reference!$D$103,(IF(AND($F24=\"Medium\",$I24=11),Reference!$D$104,(IF(AND($F24=\"High\",$I24=11),Reference!$D$105,(IF(AND($F24=\"Standard\",$I24=12),Reference!$D$103,(IF(AND($F24=\"Medium\",$I24=12),Reference!$D$104,(IF(AND($F24=\"High\",$I24=12),Reference!$D$105,(IF(AND($F24=\"Standard\",$I24=13),Reference!$D$106,(IF(AND($F24=\"Medium\",$I24=13),Reference!$D$107,(IF(AND($F24=\"High\",$I24=13),Reference!$D$108,(IF(AND($F24=\"Standard\",$I24=16),Reference!$D$109,(IF(AND($F24=\"Medium\",$I24=16),Reference!$D$110,(IF(AND($F24=\"High\",$I24=16),Reference!$D$111,(IF(AND($F24=\"Standard\",$I24=17),Reference!$D$109,(IF(AND($F24=\"Medium\",$I24=17),Reference!$D$110,(IF(AND($F24=\"High\",$I24=17),Reference!$D$111,(IF(AND($F24=\"Standard\",$I24=18),Reference!$D$112,(IF(AND($F24=\"Medium\",$I24=18),Reference!$D$113,(IF(AND($F24=\"High\",$I24=18),Reference!$D$114,(IF(AND($F24=\"Standard\",$I24=21),Reference!$D$115,(IF(AND($F24=\"Medium\",$I24=21),Reference!$D$116,(IF(AND($F24=\"High\",$I24=21),Reference!$D$117,(IF(AND($F24=\"Standard\",$I24=23),Reference!$D$118,(IF(AND($F24=\"Medium\",$I24=23),Reference!$D$119,(IF(AND($F24=\"High\",$I24=23),Reference!$D$120,0))))))))))))))))))))))))))))))))))))))))))))))))))))))))))))))))))))))))))))))))))))),0)))","v":0},0,0,0,"The front Film is just a sticker that expose the related LED behind and hide those not in use","No",0,0,0,0,{"$f":"IF($AN24=\"Yes\",IF($AO24=1,Reference!#REF!,IF($AO24=2,Reference!#REF!,IF($AO24=3,Reference!#REF!,0))),(IF($AP24=1,IF($AR24=2,Reference!$C$194,IF($AR24=3,Reference!$C$196,IF($AR24=4,Reference!$C$198,0))),IF($AP24=2,IF($AR24=3,Reference!$C$195,IF($AR24=4,Reference!$C$197,IF($AR24=5,Reference!$C$199,0))),0))))","v":0},{"$f":"IF(AN24=\"Yes\",IF($AO24=1,Reference!#REF!,IF($AO24=2,Reference!#REF!,IF($AO24=3,Reference!#REF!,0))),(IF($AP24=1,IF($AR24=2,Reference!$E$194,IF($AR24=3,Reference!$E$196,IF($AR24=4,Reference!$E$198,0))),IF($AP24=2,IF($AR24=3,Reference!$E$195,IF($AR24=4,Reference!$E$197,IF($AR24=5,Reference!$E$199,0))),0))))","v":0},{"$f":"IF($AN24=\"Yes\",IF($AO24=1,Reference!#REF!,IF($AO24=2,Reference!#REF!,IF($AO24=3,Reference!#REF!,0))),(IF($AP24=1,IF($AR24=2,Reference!$D$194,IF($AR24=3,Reference!$D$196,IF($AR24=4,Reference!$D$198,0))),IF($AP24=2,IF($AR24=3,Reference!$D$195,IF($AR24=4,Reference!$D$197,IF($AR24=5,Reference!$D$199,0))),0))))","v":0},0,"1 Alarm Level",0,0,null,{"$f":"IF($AX24=\"Yes\",(IF($AZ24=\"NU2\",Reference!$B$221,IF($AZ24=\"NU2D\",Reference!$B$222,IF($AZ24=\"NU5N\",Reference!$B$223,IF($AZ24=\"NU5DN\",Reference!$B$224,IF($AZ24=\"NU5DOData\",Reference!$B$225,IF($AZ24=\"NU5DOFD\",Reference!$B$227,\"\"))))))),0)","v":0},{"$f":"IF($AX24=\"Yes\",(IF($AZ24=\"NU2\",Reference!$D$221,IF($AZ24=\"NU2D\",Reference!$D$222,IF($AZ24=\"NU5N\",Reference!$D$223,IF($AZ24=\"NU5DN\",Reference!$D$224,IF($AZ24=\"NU5DOData\",Reference!$D$225,IF($AZ24=\"NU5DOFD\",Reference!$D$227,0))))))),0)","v":0},{"$f":"IF($AX24=\"Yes\",(IF($AZ24=\"NU2\",Reference!$E$221,IF($AZ24=\"NU2D\",Reference!$E$222,IF($AZ24=\"NU5N\",Reference!$E$223,IF($AZ24=\"NU5DN\",Reference!$E$224,IF($AZ24=\"NU5DOData\",Reference!$E$225,IF($AZ24=\"NU5DOFD\",Reference!$E$227,IF($AZ24=\"NU5DF\",Reference!$E$226,0)))))))),0)","v":0},null,null,null,0,{"$f":"IF($BE24=\"AD-10-1960\",Reference!$G$232,IF($BE24=\"AD-10-1963\",Reference!$G$233,IF($BE24=\"AD-10-1966\",Reference!$G$237,IF($BE24=\"AD-10-1975\",Reference!$G$237,IF($BE24=\"AD-10-1980\",Reference!$G$238,IF($BE24=\"AD-10-2000\",Reference!$G$235,IF($BE24=\"AD-10-2010\",Reference!$G$236,\"\")))))))","v":""},{"$f":"IF($BE24=\"AD-10-1960\",Reference!$F$232,IF($BE24=\"AD-10-1963\",Reference!$F$233,IF($BE24=\"AD-10-1966\",Reference!$F$237,IF($BE24=\"AD-10-1975\",Reference!$F$237,IF($BE24=\"AD-10-1980\",Reference!$F$238,IF($BE24=\"AD-10-2000\",Reference!$F$235,IF($BE24=\"AD-10-2010\",Reference!$F$236,\"\")))))))","v":""},{"$f":"IF($BE24=\"AD-10-1960\",Reference!$E$232,IF($BE24=\"AD-10-1963\",Reference!$E$233,IF($BE24=\"AD-10-1966\",Reference!$E$237,IF($BE24=\"AD-10-1975\",Reference!$E$237,IF($BE24=\"AD-10-1980\",Reference!$E$238,IF($BE24=\"AD-10-2000\",Reference!$E$235,IF($BE24=\"AD-10-2010\",Reference!$E$236,\"\")))))))","v":""},null,0,{"$f":"(IF($D24>0,(IF($BL24=\"AD-05-5400\",'Battery Consumption'!$D$5,IF($BL24=\"AD-05-5410\",'Battery Consumption'!$D$6,IF($BL24=\"AD-05-5405\",'Battery Consumption'!$D$7,IF($BL24=\"AD-05-5415\",'Battery Consumption'!$D$8,IF($BL24=\"AD-05-5425\",'Battery Consumption'!$D$9,IF($BL24=\"AD-05-5420\",'Battery Consumption'!$D$10,IF($BL24=\"AD-05-5430\",'Battery Consumption'!$D$11,IF($BL24=\"AD-05-5440\",'Battery Consumption'!$D$12,IF($BL24=\"AD-05-5435\",'Battery Consumption'!$D$13,IF($BL24=\"AD-05-5445\",'Battery Consumption'!$D$14,IF($BL24=\"AD-05-5455\",'Battery Consumption'!$D$15,IF($BL24=\"AD-05-5450\",'Battery Consumption'!$D$16,IF($BL24=\"AD-05-5460\",'Battery Consumption'!$D$17,IF($BL24=\"AD-05-5465\",'Battery Consumption'!$D$18,IF($BL24=\"AD-05-5470\",'Battery Consumption'!$D$19,IF($BL24=\"AD-05-5401\",'Battery Consumption'!$D$20,IF($BL24=\"AD-05-5413\",'Battery Consumption'!$D$21,IF($BL24=\"AD-05-5406\",'Battery Consumption'!$D$22,IF($BL24=\"AD-05-5416\",'Battery Consumption'!$D$23,IF($BL24=\"AD-05-5426\",'Battery Consumption'!$D$24,IF($BL24=\"AD-05-5421\",'Battery Consumption'!$D$25,IF($BL24=\"AD-05-5432\",'Battery Consumption'!$D$26,IF($BL24=\"AD-05-5441\",'Battery Consumption'!$D$27,IF($BL24=\"AD-05-5437\",'Battery Consumption'!$D$28,IF($BL24=\"AD-05-5446\",'Battery Consumption'!$D$29,IF($BL24=\"AD-05-5456\",'Battery Consumption'!$D$30,IF($BL24=\"AD-05-5451\",'Battery Consumption'!$D$31,IF($BL24=\"AD-05-5461\",'Battery Consumption'!$D$32,IF($BL24=\"AD-05-5471\",'Battery Consumption'!$D$33,IF($BL24=\"AD-05-5466\",'Battery Consumption'!$D$34,0))))))))))))))))))))))))))))))),0))","v":0},0,{"$f":"(IF($D24>0,(IF($BL24=\"AD-05-5400\",'Battery Consumption'!$E$5,IF($BL24=\"AD-05-5410\",'Battery Consumption'!$E$6,IF($BL24=\"AD-05-5405\",'Battery Consumption'!$E$7,IF($BL24=\"AD-05-5415\",'Battery Consumption'!$E$8,IF($BL24=\"AD-05-5425\",'Battery Consumption'!$E$9,IF($BL24=\"AD-05-5420\",'Battery Consumption'!$E$10,IF($BL24=\"AD-05-5430\",'Battery Consumption'!$E$11,IF($BL24=\"AD-05-5440\",'Battery Consumption'!$E$12,IF($BL24=\"AD-05-5435\",'Battery Consumption'!$E$13,IF($BL24=\"AD-05-5445\",'Battery Consumption'!$E$14,IF($BL24=\"AD-05-5455\",'Battery Consumption'!$E$15,IF($BL24=\"AD-05-5450\",'Battery Consumption'!$E$16,IF($BL24=\"AD-05-5460\",'Battery Consumption'!$E$17,IF($BL24=\"AD-05-5465\",'Battery Consumption'!$E$18,IF($BL24=\"AD-05-5470\",'Battery Consumption'!$E$19,IF($BL24=\"AD-05-5401\",'Battery Consumption'!$E$20,IF($BL24=\"AD-05-5413\",'Battery Consumption'!$E$21,IF($BL24=\"AD-05-5406\",'Battery Consumption'!$E$22,IF($BL24=\"AD-05-5416\",'Battery Consumption'!$E$23,IF($BL24=\"AD-05-5426\",'Battery Consumption'!$E$24,IF($BL24=\"AD-05-5421\",'Battery Consumption'!$E$25,IF($BL24=\"AD-05-5432\",'Battery Consumption'!$E$26,IF($BL24=\"AD-05-5441\",'Battery Consumption'!$E$27,IF($BL24=\"AD-05-5437\",'Battery Consumption'!$E$28,IF($BL24=\"AD-05-5446\",'Battery Consumption'!$E$29,IF($BL24=\"AD-05-5456\",'Battery Consumption'!$E$30,IF($BL24=\"AD-05-5451\",'Battery Consumption'!$E$31,IF($BL24=\"AD-05-5461\",'Battery Consumption'!$E$32,IF($BL24=\"AD-05-5471\",'Battery Consumption'!$E$33,IF($BL24=\"AD-05-5466\",'Battery Consumption'!$E$34,0))))))))))))))))))))))))))))))),0))","v":0},0,0,{"$f":"IF($D24>0,(IF($BQ24<12,Reference!$J$259,IF($BQ24<24,Reference!$J$260,IF($BQ24<65,Reference!$J$260,\"Get your own\")))),0)","v":0},{"$f":"IF($D24>0,(IF($BQ24<12,Reference!$F$259,IF($BQ24<24,Reference!$F$260,IF($BQ24<65,Reference!$F$260,\"Get your own\")))),0)","v":0},{"$f":"IF($D24>0,(IF($BQ24<12,Reference!$H$259,IF($BQ24<24,Reference!$H$260,IF($BQ24<65,Reference!$H$260,\"Get your own\")))),0)","v":0},null,0,null,null,"AD-05-5406","ProSens UL Freeze -TP1",0,"UL"]
[19,null,null,null,null,null,0,0,0,0,0,0,0,0,0,null,{"$f":"IF($D$3=\"UL\",(IF(AND($G25=1,$H25=1),Reference!$C$53,IF(AND($G25=2,$H25=1),Reference!$C$54,IF(AND($G25=3,$H25=1),Reference!$C$55,IF(AND($G25=1,$H25=2),Reference!$C$56,IF(AND($G25=2,$H25=2),Reference!$C$57,IF(AND($G25=3,$H25=2),Reference!$C$58,IF(AND($G25=1,$H25=3),Reference!$C$59,IF(AND($G25=2,$H25=3),Reference!$C$60,IF(AND($G25=3,$H25=3),Reference!$C$61,IF(AND($G25=1,$H25=4),Reference!$C$62,IF(AND($G25=2,$H25=4),Reference!$C$63,IF(AND($G25=3,$H25=4),Reference!$C$64,IF(AND($G25=1,$H25=5),Reference!$C$65,IF(AND($G25=2,$H25=5),Reference!$C$66,IF(AND($G25=3,$H25=5),Reference!$C$67,0)))))))))))))))),(IF(AND($G25=1,$H25=1),Reference!$C$38,IF(AND($G25=2,$H25=1),Reference!$C$39,IF(AND($G25=3,$H25=1),Reference!$C$40,IF(AND($G25=1,$H25=2),Reference!$C$41,IF(AND($G25=2,$H25=2),Reference!$C$42,IF(AND($G25=3,$H25=2),Reference!$C$43,IF(AND($G25=1,$H25=3),Reference!$C$44,IF(AND($G25=2,$H25=3),Reference!$C$45,IF(AND($G25=3,$H25=3),Reference!$C$46,IF(AND($G25=1,$H25=4),Reference!$C$47,IF(AND($G25=2,$H25=4),Reference!$C$48,IF(AND($G25=3,$H25=4),Reference!$C$49,IF(AND($G25=1,$H25=5),Reference!$C$50,IF(AND($G25=2,$H25=5),Reference!$C$51,IF(AND($G25=3,$H25=5),Reference!$C$52,0)))))))))))))))))","v":0},{"$f":"IF($D$3=\"UL\",(IF(AND($G25=1,$H25=1),Reference!$B$53,IF(AND($G25=2,$H25=1),Reference!$B$54,IF(AND($G25=3,$H25=1),Reference!$B$55,IF(AND($G25=1,$H25=2),Reference!$B$56,IF(AND($G25=2,$H25=2),Reference!$B$57,IF(AND($G25=3,$H25=2),Reference!$B$58,IF(AND($G25=1,$H25=3),Reference!$B$59,IF(AND($G25=2,$H25=3),Reference!$B$60,IF(AND($G25=3,$H25=3),Reference!$B$61,IF(AND($G25=1,$H25=4),Reference!$B$62,IF(AND($G25=2,$H25=4),Reference!$B$63,IF(AND($G25=3,$H25=4),Reference!$B$64,IF(AND($G25=1,$H25=5),Reference!$B$65,IF(AND($G25=2,$H25=5),Reference!$B$66,IF(AND($G25=3,$H25=5),Reference!$B$67,0)))))))))))))))),(IF(AND($G25=1,$H25=1),Reference!$B$38,IF(AND($G25=2,$H25=1),Reference!$B$39,IF(AND($G25=3,$H25=1),Reference!$B$40,IF(AND($G25=1,$H25=2),Reference!$B$41,IF(AND($G25=2,$H25=2),Reference!$B$42,IF(AND($G25=3,$H25=2),Reference!$B$43,IF(AND($G25=1,$H25=3),Reference!$B$44,IF(AND($G25=2,$H25=3),Reference!$B$45,IF(AND($G25=3,$H25=3),Reference!$B$46,IF(AND($G25=1,$H25=4),Reference!$B$47,IF(AND($G25=2,$H25=4),Reference!$B$48,IF(AND($G25=3,$H25=4),Reference!$B$49,IF(AND($G25=1,$H25=5),Reference!$B$50,IF(AND($G25=2,$H25=5),Reference!$B$51,IF(AND($G25=3,$H25=5),Reference!$B$52,0)))))))))))))))))","v":0},0,0,null,0,0,null,null,null,null,null,0,0,null,null,{"$f":"IF($D$3=\"UL\",(IF($G25>0,((IF(AND($F25=\"Standard\",$I25=2),Reference!$B$121,(IF(AND($F25=\"Medium\",$I25=2),Reference!$B$122,(IF(AND($F25=\"High\",$I25=2),Reference!$B$123,(IF(AND($F25=\"Standard\",$I25=3),Reference!$B$121,(IF(AND($F25=\"Medium\",$I25=3),Reference!$B$122,(IF(AND($F25=\"High\",$I25=3),Reference!$B$123,(IF(AND($F25=\"Standard\",$I25=4),Reference!$B$124,(IF(AND($F25=\"Medium\",$I25=4),Reference!$B$125,(IF(AND($F25=\"High\",$I25=4),Reference!$B$126,(IF(AND($F25=\"Standard\",$I25=7),Reference!$B$127,(IF(AND($F25=\"Medium\",$I25=7),Reference!$B$128,(IF(AND($F25=\"High\",$I25=7),Reference!$B$129,(IF(AND($F25=\"Standard\",$I25=8),Reference!$B$97,(IF(AND($F25=\"Medium\",$I25=8),Reference!$B$98,(IF(AND($F25=\"High\",$I25=8),Reference!$B$99,(IF(AND($F25=\"Standard\",$I25=9),Reference!$B$130,(IF(AND($F25=\"Medium\",$I25=9),Reference!$B$131,(IF(AND($F25=\"High\",$I25=9),Reference!$B$132,(IF(AND($F25=\"Standard\",$I25=11),Reference!$B$133,(IF(AND($F25=\"Medium\",$I25=11),Reference!$B$134,(IF(AND($F25=\"High\",$I25=11),Reference!$B$135,(IF(AND($F25=\"Standard\",$I25=12),Reference!$B$133,(IF(AND($F25=\"Medium\",$I25=12),Reference!$B$134,(IF(AND($F25=\"High\",$I25=12),Reference!$B$135,(IF(AND($F25=\"Standard\",$I25=13),Reference!$B$136,(IF(AND($F25=\"Medium\",$I25=13),Reference!$B$137,(IF(AND($F25=\"High\",$I25=13),Reference!$B$138,(IF(AND($F25=\"Standard\",$I25=16),Reference!$B$139,(IF(AND($F25=\"Medium\",$I25=16),Reference!$B$140,(IF(AND($F25=\"High\",$I25=16),Reference!$B$141,(IF(AND($F25=\"Standard\",$I25=17),Reference!$B$139,(IF(AND($F25=\"Medium\",$I25=17),Reference!$B$140,(IF(AND($F25=\"High\",$I25=17),Reference!$B$141,(IF(AND($F25=\"Standard\",$I25=18),Reference!$B$142,(IF(AND($F25=\"Medium\",$I25=18),Reference!$B$143,(IF(AND($F25=\"High\",$I25=18),Reference!$B$144,(IF(AND($F25=\"Standard\",$I25=21),Reference!$B$145,(IF(AND($F25=\"Medium\",$I25=21),Reference!$B$146,(IF(AND($F25=\"High\",$I25=21),Reference!$B$147,(IF(AND($F25=\"Standard\",$I25=23),Reference!$B$148,(IF(AND($F25=\"Medium\",$I25=23),Reference!$B$149,(IF(AND($F25=\"High\",$I25=23),Reference!$B$150,0))))))))))))))))))))))))))))))))))))))))))))))))))))))))))))))))))))))))))))))))))))),0)),(IF($G25>0,((IF(AND($F25=\"Standard\",$I25=2),Reference!$B$91,(IF(AND($F25=\"Medium\",$I25=2),Reference!$B$92,(IF(AND($F25=\"High\",$I25=2),Reference!$B$93,(IF(AND($F25=\"Standard\",$I25=3),Reference!$B$91,(IF(AND($F25=\"Medium\",$I25=3),Reference!$B$92,(IF(AND($F25=\"High\",$I25=3),Reference!$B$93,(IF(AND($F25=\"Standard\",$I25=4),Reference!$B$94,(IF(AND($F25=\"Medium\",$I25=4),Reference!$B$95,(IF(AND($F25=\"High\",$I25=4),Reference!$B$96,(IF(AND($F25=\"Standard\",$I25=7),Reference!$B$97,(IF(AND($F25=\"Medium\",$I25=7),Reference!$B$98,(IF(AND($F25=\"High\",$I25=7),Reference!$B$99,(IF(AND($F25=\"Standard\",$I25=8),Reference!$B$97,(IF(AND($F25=\"Medium\",$I25=8),Reference!$B$98,(IF(AND($F25=\"High\",$I25=8),Reference!$B$99,(IF(AND($F25=\"Standard\",$I25=9),Reference!$B$100,(IF(AND($F25=\"Medium\",$I25=9),Reference!$B$101,(IF(AND($F25=\"High\",$I25=9),Reference!$B$102,(IF(AND($F25=\"Standard\",$I25=11),Reference!$B$103,(IF(AND($F25=\"Medium\",$I25=11),Reference!$B$104,(IF(AND($F25=\"High\",$I25=11),Reference!$B$105,(IF(AND($F25=\"Standard\",$I25=12),Reference!$B$103,(IF(AND($F25=\"Medium\",$I25=12),Reference!$B$104,(IF(AND($F25=\"High\",$I25=12),Reference!$B$105,(IF(AND($F25=\"Standard\",$I25=13),Reference!$B$106,(IF(AND($F25=\"Medium\",$I25=13),Reference!$B$107,(IF(AND($F25=\"High\",$I25=13),Reference!$B$108,(IF(AND($F25=\"Standard\",$I25=16),Reference!$B$109,(IF(AND($F25=\"Medium\",$I25=16),Reference!$B$110,(IF(AND($F25=\"High\",$I25=16),Reference!$B$111,(IF(AND($F25=\"Standard\",$I25=17),Reference!$B$109,(IF(AND($F25=\"Medium\",$I25=17),Reference!$B$110,(IF(AND($F25=\"High\",$I25=17),Reference!$B$111,(IF(AND($F25=\"Standard\",$I25=18),Reference!$B$112,(IF(AND($F25=\"Medium\",$I25=18),Reference!$B$113,(IF(AND($F25=\"High\",$I25=18),Reference!$B$114,(IF(AND($F25=\"Standard\",$I25=21),Reference!$B$115,(IF(AND($F25=\"Medium\",$I25=21),Reference!$B$116,(IF(AND($F25=\"High\",$I25=21),Reference!$B$117,(IF(AND($F25=\"Standard\",$I25=23),Reference!$B$118,(IF(AND($F25=\"Medium\",$I25=23),Reference!$B$119,(IF(AND($F25=\"High\",$I25=23),Reference!$B$120,0))))))))))))))))))))))))))))))))))))))))))))))))))))))))))))))))))))))))))))))))))))),0)))","v":0},{"$f":"IF($D$3=\"UL\",(IF($G25>0,((IF(AND($F25=\"Standard\",$I25=2),Reference!$C$121,(IF(AND($F25=\"Medium\",$I25=2),Reference!$C$122,(IF(AND($F25=\"High\",$I25=2),Reference!$C$123,(IF(AND($F25=\"Standard\",$I25=3),Reference!$C$121,(IF(AND($F25=\"Medium\",$I25=3),Reference!$C$122,(IF(AND($F25=\"High\",$I25=3),Reference!$C$123,(IF(AND($F25=\"Standard\",$I25=4),Reference!$C$124,(IF(AND($F25=\"Medium\",$I25=4),Reference!$C$125,(IF(AND($F25=\"High\",$I25=4),Reference!$C$126,(IF(AND($F25=\"Standard\",$I25=7),Reference!$C$127,(IF(AND($F25=\"Medium\",$I25=7),Reference!$C$128,(IF(AND($F25=\"High\",$I25=7),Reference!$C$129,(IF(AND($F25=\"Standard\",$I25=8),Reference!$C$97,(IF(AND($F25=\"Medium\",$I25=8),Reference!$C$98,(IF(AND($F25=\"High\",$I25=8),Reference!$C$99,(IF(AND($F25=\"Standard\",$I25=9),Reference!$C$130,(IF(AND($F25=\"Medium\",$I25=9),Reference!$C$131,(IF(AND($F25=\"High\",$I25=9),Reference!$C$132,(IF(AND($F25=\"Standard\",$I25=11),Reference!$C$133,(IF(AND($F25=\"Medium\",$I25=11),Reference!$C$134,(IF(AND($F25=\"High\",$I25=11),Reference!$C$135,(IF(AND($F25=\"Standard\",$I25=12),Reference!$C$133,(IF(AND($F25=\"Medium\",$I25=12),Reference!$C$134,(IF(AND($F25=\"High\",$I25=12),Reference!$C$135,(IF(AND($F25=\"Standard\",$I25=13),Reference!$C$136,(IF(AND($F25=\"Medium\",$I25=13),Reference!$C$137,(IF(AND($F25=\"High\",$I25=13),Reference!$C$138,(IF(AND($F25=\"Standard\",$I25=16),Reference!$C$139,(IF(AND($F25=\"Medium\",$I25=16),Reference!$C$140,(IF(AND($F25=\"High\",$I25=16),Reference!$C$141,(IF(AND($F25=\"Standard\",$I25=17),Reference!$C$139,(IF(AND($F25=\"Medium\",$I25=17),Reference!$C$140,(IF(AND($F25=\"High\",$I25=17),Reference!$C$141,(IF(AND($F25=\"Standard\",$I25=18),Reference!$C$142,(IF(AND($F25=\"Medium\",$I25=18),Reference!$C$143,(IF(AND($F25=\"High\",$I25=18),Reference!$C$144,(IF(AND($F25=\"Standard\",$I25=21),Reference!$C$145,(IF(AND($F25=\"Medium\",$I25=21),Reference!$C$146,(IF(AND($F25=\"High\",$I25=21),Reference!$C$147,(IF(AND($F25=\"Standard\",$I25=23),Reference!$C$148,(IF(AND($F25=\"Medium\",$I25=23),Reference!$C$149,(IF(AND($F25=\"High\",$I25=23),Reference!$C$150,0))))))))))))))))))))))))))))))))))))))))))))))))))))))))))))))))))))))))))))))))))))),0)),(IF($G25>0,((IF(AND($F25=\"Standard\",$I25=2),Reference!$C$91,(IF(AND($F25=\"Medium\",$I25=2),Reference!$C$92,(IF(AND($F25=\"High\",$I25=2),Reference!$C$93,(IF(AND($F25=\"Standard\",$I25=3),Reference!$C$91,(IF(AND($F25=\"Medium\",$I25=3),Reference!$C$92,(IF(AND($F25=\"High\",$I25=3),Reference!$C$93,(IF(AND($F25=\"Standard\",$I25=4),Reference!$C$94,(IF(AND($F25=\"Medium\",$I25=4),Reference!$C$95,(IF(AND($F25=\"High\",$I25=4),Reference!$C$96,(IF(AND($F25=\"Standard\",$I25=7),Reference!$C$97,(IF(AND($F25=\"Medium\",$I25=7),Reference!$C$98,(IF(AND($F25=\"High\",$I25=7),Reference!$C$99,(IF(AND($F25=\"Standard\",$I25=8),Reference!$C$97,(IF(AND($F25=\"Medium\",$I25=8),Reference!$C$98,(IF(AND($F25=\"High\",$I25=8),Reference!$C$99,(IF(AND($F25=\"Standard\",$I25=9),Reference!$C$100,(IF(AND($F25=\"Medium\",$I25=9),Reference!$C$101,(IF(AND($F25=\"High\",$I25=9),Reference!$C$102,(IF(AND($F25=\"Standard\",$I25=11),Reference!$C$103,(IF(AND($F25=\"Medium\",$I25=11),Reference!$C$104,(IF(AND($F25=\"High\",$I25=11),Reference!$C$105,(IF(AND($F25=\"Standard\",$I25=12),Reference!$C$103,(IF(AND($F25=\"Medium\",$I25=12),Reference!$C$104,(IF(AND($F25=\"High\",$I25=12),Reference!$C$105,(IF(AND($F25=\"Standard\",$I25=13),Reference!$C$106,(IF(AND($F25=\"Medium\",$I25=13),Reference!$C$107,(IF(AND($F25=\"High\",$I25=13),Reference!$C$108,(IF(AND($F25=\"Standard\",$I25=16),Reference!$C$109,(IF(AND($F25=\"Medium\",$I25=16),Reference!$C$110,(IF(AND($F25=\"High\",$I25=16),Reference!$C$111,(IF(AND($F25=\"Standard\",$I25=17),Reference!$C$109,(IF(AND($F25=\"Medium\",$I25=17),Reference!$C$110,(IF(AND($F25=\"High\",$I25=17),Reference!$C$111,(IF(AND($F25=\"Standard\",$I25=18),Reference!$C$112,(IF(AND($F25=\"Medium\",$I25=18),Reference!$C$113,(IF(AND($F25=\"High\",$I25=18),Reference!$C$114,(IF(AND($F25=\"Standard\",$I25=21),Reference!$C$115,(IF(AND($F25=\"Medium\",$I25=21),Reference!$C$116,(IF(AND($F25=\"High\",$I25=21),Reference!$C$117,(IF(AND($F25=\"Standard\",$I25=23),Reference!$C$118,(IF(AND($F25=\"Medium\",$I25=23),Reference!$C$119,(IF(AND($F25=\"High\",$I25=23),Reference!$C$120,0))))))))))))))))))))))))))))))))))))))))))))))))))))))))))))))))))))))))))))))))))))),0)))","v":0},{"$f":"IF($D$3=\"UL\",(IF($G25>0,((IF(AND($F25=\"Standard\",$I25=2),Reference!$D$121,(IF(AND($F25=\"Medium\",$I25=2),Reference!$D$122,(IF(AND($F25=\"High\",$I25=2),Reference!$D$123,(IF(AND($F25=\"Standard\",$I25=3),Reference!$D$121,(IF(AND($F25=\"Medium\",$I25=3),Reference!$D$122,(IF(AND($F25=\"High\",$I25=3),Reference!$D$123,(IF(AND($F25=\"Standard\",$I25=4),Reference!$D$124,(IF(AND($F25=\"Medium\",$I25=4),Reference!$D$125,(IF(AND($F25=\"High\",$I25=4),Reference!$D$126,(IF(AND($F25=\"Standard\",$I25=7),Reference!$D$127,(IF(AND($F25=\"Medium\",$I25=7),Reference!$D$128,(IF(AND($F25=\"High\",$I25=7),Reference!$D$129,(IF(AND($F25=\"Standard\",$I25=8),Reference!$D$97,(IF(AND($F25=\"Medium\",$I25=8),Reference!$D$98,(IF(AND($F25=\"High\",$I25=8),Reference!$D$99,(IF(AND($F25=\"Standard\",$I25=9),Reference!$D$130,(IF(AND($F25=\"Medium\",$I25=9),Reference!$D$131,(IF(AND($F25=\"High\",$I25=9),Reference!$D$132,(IF(AND($F25=\"Standard\",$I25=11),Reference!$D$133,(IF(AND($F25=\"Medium\",$I25=11),Reference!$D$134,(IF(AND($F25=\"High\",$I25=11),Reference!$D$135,(IF(AND($F25=\"Standard\",$I25=12),Reference!$D$133,(IF(AND($F25=\"Medium\",$I25=12),Reference!$D$134,(IF(AND($F25=\"High\",$I25=12),Reference!$D$135,(IF(AND($F25=\"Standard\",$I25=13),Reference!$D$136,(IF(AND($F25=\"Medium\",$I25=13),Reference!$D$137,(IF(AND($F25=\"High\",$I25=13),Reference!$D$138,(IF(AND($F25=\"Standard\",$I25=16),Reference!$D$139,(IF(AND($F25=\"Medium\",$I25=16),Reference!$D$140,(IF(AND($F25=\"High\",$I25=16),Reference!$D$141,(IF(AND($F25=\"Standard\",$I25=17),Reference!$D$139,(IF(AND($F25=\"Medium\",$I25=17),Reference!$D$140,(IF(AND($F25=\"High\",$I25=17),Reference!$D$141,(IF(AND($F25=\"Standard\",$I25=18),Reference!$D$142,(IF(AND($F25=\"Medium\",$I25=18),Reference!$D$143,(IF(AND($F25=\"High\",$I25=18),Reference!$D$144,(IF(AND($F25=\"Standard\",$I25=21),Reference!$D$145,(IF(AND($F25=\"Medium\",$I25=21),Reference!$D$146,(IF(AND($F25=\"High\",$I25=21),Reference!$D$147,(IF(AND($F25=\"Standard\",$I25=23),Reference!$D$148,(IF(AND($F25=\"Medium\",$I25=23),Reference!$D$149,(IF(AND($F25=\"High\",$I25=23),Reference!$D$150,0))))))))))))))))))))))))))))))))))))))))))))))))))))))))))))))))))))))))))))))))))))),0)),(IF($G25>0,((IF(AND($F25=\"Standard\",$I25=2),Reference!$D$91,(IF(AND($F25=\"Medium\",$I25=2),Reference!$D$92,(IF(AND($F25=\"High\",$I25=2),Reference!$D$93,(IF(AND($F25=\"Standard\",$I25=3),Reference!$D$91,(IF(AND($F25=\"Medium\",$I25=3),Reference!$D$92,(IF(AND($F25=\"High\",$I25=3),Reference!$D$93,(IF(AND($F25=\"Standard\",$I25=4),Reference!$D$94,(IF(AND($F25=\"Medium\",$I25=4),Reference!$D$95,(IF(AND($F25=\"High\",$I25=4),Reference!$D$96,(IF(AND($F25=\"Standard\",$I25=7),Reference!$D$97,(IF(AND($F25=\"Medium\",$I25=7),Reference!$D$98,(IF(AND($F25=\"High\",$I25=7),Reference!$D$99,(IF(AND($F25=\"Standard\",$I25=8),Reference!$D$97,(IF(AND($F25=\"Medium\",$I25=8),Reference!$D$98,(IF(AND($F25=\"High\",$I25=8),Reference!$D$99,(IF(AND($F25=\"Standard\",$I25=9),Reference!$D$100,(IF(AND($F25=\"Medium\",$I25=9),Reference!$D$101,(IF(AND($F25=\"High\",$I25=9),Reference!$D$102,(IF(AND($F25=\"Standard\",$I25=11),Reference!$D$103,(IF(AND($F25=\"Medium\",$I25=11),Reference!$D$104,(IF(AND($F25=\"High\",$I25=11),Reference!$D$105,(IF(AND($F25=\"Standard\",$I25=12),Reference!$D$103,(IF(AND($F25=\"Medium\",$I25=12),Reference!$D$104,(IF(AND($F25=\"High\",$I25=12),Reference!$D$105,(IF(AND($F25=\"Standard\",$I25=13),Reference!$D$106,(IF(AND($F25=\"Medium\",$I25=13),Reference!$D$107,(IF(AND($F25=\"High\",$I25=13),Reference!$D$108,(IF(AND($F25=\"Standard\",$I25=16),Reference!$D$109,(IF(AND($F25=\"Medium\",$I25=16),Reference!$D$110,(IF(AND($F25=\"High\",$I25=16),Reference!$D$111,(IF(AND($F25=\"Standard\",$I25=17),Reference!$D$109,(IF(AND($F25=\"Medium\",$I25=17),Reference!$D$110,(IF(AND($F25=\"High\",$I25=17),Reference!$D$111,(IF(AND($F25=\"Standard\",$I25=18),Reference!$D$112,(IF(AND($F25=\"Medium\",$I25=18),Reference!$D$113,(IF(AND($F25=\"High\",$I25=18),Reference!$D$114,(IF(AND($F25=\"Standard\",$I25=21),Reference!$D$115,(IF(AND($F25=\"Medium\",$I25=21),Reference!$D$116,(IF(AND($F25=\"High\",$I25=21),Reference!$D$117,(IF(AND($F25=\"Standard\",$I25=23),Reference!$D$118,(IF(AND($F25=\"Medium\",$I25=23),Reference!$D$119,(IF(AND($F25=\"High\",$I25=23),Reference!$D$120,0))))))))))))))))))))))))))))))))))))))))))))))))))))))))))))))))))))))))))))))))))))),0)))","v":0},0,0,0,null,"No",0,0,0,0,{"$f":"IF($AN25=\"Yes\",IF($AO25=1,Reference!#REF!,IF($AO25=2,Reference!#REF!,IF($AO25=3,Reference!#REF!,0))),(IF($AP25=1,IF($AR25=2,Reference!$C$194,IF($AR25=3,Reference!$C$196,IF($AR25=4,Reference!$C$198,0))),IF($AP25=2,IF($AR25=3,Reference!$C$195,IF($AR25=4,Reference!$C$197,IF($AR25=5,Reference!$C$199,0))),0))))","v":0},{"$f":"IF(AN25=\"Yes\",IF($AO25=1,Reference!#REF!,IF($AO25=2,Reference!#REF!,IF($AO25=3,Reference!#REF!,0))),(IF($AP25=1,IF($AR25=2,Reference!$E$194,IF($AR25=3,Reference!$E$196,IF($AR25=4,Reference!$E$198,0))),IF($AP25=2,IF($AR25=3,Reference!$E$195,IF($AR25=4,Reference!$E$197,IF($AR25=5,Reference!$E$199,0))),0))))","v":0},{"$f":"IF($AN25=\"Yes\",IF($AO25=1,Reference!#REF!,IF($AO25=2,Reference!#REF!,IF($AO25=3,Reference!#REF!,0))),(IF($AP25=1,IF($AR25=2,Reference!$D$194,IF($AR25=3,Reference!$D$196,IF($AR25=4,Reference!$D$198,0))),IF($AP25=2,IF($AR25=3,Reference!$D$195,IF($AR25=4,Reference!$D$197,IF($AR25=5,Reference!$D$199,0))),0))))","v":0},0,"2 Relay Contacts",0,0,null,{"$f":"IF($AX25=\"Yes\",(IF($AZ25=\"NU2\",Reference!$B$221,IF($AZ25=\"NU2D\",Reference!$B$222,IF($AZ25=\"NU5N\",Reference!$B$223,IF($AZ25=\"NU5DN\",Reference!$B$224,IF($AZ25=\"NU5DOData\",Reference!$B$225,IF($AZ25=\"NU5DOFD\",Reference!$B$227,\"\"))))))),0)","v":0},{"$f":"IF($AX25=\"Yes\",(IF($AZ25=\"NU2\",Reference!$D$221,IF($AZ25=\"NU2D\",Reference!$D$222,IF($AZ25=\"NU5N\",Reference!$D$223,IF($AZ25=\"NU5DN\",Reference!$D$224,IF($AZ25=\"NU5DOData\",Reference!$D$225,IF($AZ25=\"NU5DOFD\",Reference!$D$227,0))))))),0)","v":0},{"$f":"IF($AX25=\"Yes\",(IF($AZ25=\"NU2\",Reference!$E$221,IF($AZ25=\"NU2D\",Reference!$E$222,IF($AZ25=\"NU5N\",Reference!$E$223,IF($AZ25=\"NU5DN\",Reference!$E$224,IF($AZ25=\"NU5DOData\",Reference!$E$225,IF($AZ25=\"NU5DOFD\",Reference!$E$227,IF($AZ25=\"NU5DF\",Reference!$E$226,0)))))))),0)","v":0},null,null,null,0,{"$f":"IF($BE25=\"AD-10-1960\",Reference!$G$232,IF($BE25=\"AD-10-1963\",Reference!$G$233,IF($BE25=\"AD-10-1966\",Reference!$G$237,IF($BE25=\"AD-10-1975\",Reference!$G$237,IF($BE25=\"AD-10-1980\",Reference!$G$238,IF($BE25=\"AD-10-2000\",Reference!$G$235,IF($BE25=\"AD-10-2010\",Reference!$G$236,\"\")))))))","v":""},{"$f":"IF($BE25=\"AD-10-1960\",Reference!$F$232,IF($BE25=\"AD-10-1963\",Reference!$F$233,IF($BE25=\"AD-10-1966\",Reference!$F$237,IF($BE25=\"AD-10-1975\",Reference!$F$237,IF($BE25=\"AD-10-1980\",Reference!$F$238,IF($BE25=\"AD-10-2000\",Reference!$F$235,IF($BE25=\"AD-10-2010\",Reference!$F$236,\"\")))))))","v":""},{"$f":"IF($BE25=\"AD-10-1960\",Reference!$E$232,IF($BE25=\"AD-10-1963\",Reference!$E$233,IF($BE25=\"AD-10-1966\",Reference!$E$237,IF($BE25=\"AD-10-1975\",Reference!$E$237,IF($BE25=\"AD-10-1980\",Reference!$E$238,IF($BE25=\"AD-10-2000\",Reference!$E$235,IF($BE25=\"AD-10-2010\",Reference!$E$236,\"\")))))))","v":""},null,0,{"$f":"(IF($D25>0,(IF($BL25=\"AD-05-5400\",'Battery Consumption'!$D$5,IF($BL25=\"AD-05-5410\",'Battery Consumption'!$D$6,IF($BL25=\"AD-05-5405\",'Battery Consumption'!$D$7,IF($BL25=\"AD-05-5415\",'Battery Consumption'!$D$8,IF($BL25=\"AD-05-5425\",'Battery Consumption'!$D$9,IF($BL25=\"AD-05-5420\",'Battery Consumption'!$D$10,IF($BL25=\"AD-05-5430\",'Battery Consumption'!$D$11,IF($BL25=\"AD-05-5440\",'Battery Consumption'!$D$12,IF($BL25=\"AD-05-5435\",'Battery Consumption'!$D$13,IF($BL25=\"AD-05-5445\",'Battery Consumption'!$D$14,IF($BL25=\"AD-05-5455\",'Battery Consumption'!$D$15,IF($BL25=\"AD-05-5450\",'Battery Consumption'!$D$16,IF($BL25=\"AD-05-5460\",'Battery Consumption'!$D$17,IF($BL25=\"AD-05-5465\",'Battery Consumption'!$D$18,IF($BL25=\"AD-05-5470\",'Battery Consumption'!$D$19,IF($BL25=\"AD-05-5401\",'Battery Consumption'!$D$20,IF($BL25=\"AD-05-5413\",'Battery Consumption'!$D$21,IF($BL25=\"AD-05-5406\",'Battery Consumption'!$D$22,IF($BL25=\"AD-05-5416\",'Battery Consumption'!$D$23,IF($BL25=\"AD-05-5426\",'Battery Consumption'!$D$24,IF($BL25=\"AD-05-5421\",'Battery Consumption'!$D$25,IF($BL25=\"AD-05-5432\",'Battery Consumption'!$D$26,IF($BL25=\"AD-05-5441\",'Battery Consumption'!$D$27,IF($BL25=\"AD-05-5437\",'Battery Consumption'!$D$28,IF($BL25=\"AD-05-5446\",'Battery Consumption'!$D$29,IF($BL25=\"AD-05-5456\",'Battery Consumption'!$D$30,IF($BL25=\"AD-05-5451\",'Battery Consumption'!$D$31,IF($BL25=\"AD-05-5461\",'Battery Consumption'!$D$32,IF($BL25=\"AD-05-5471\",'Battery Consumption'!$D$33,IF($BL25=\"AD-05-5466\",'Battery Consumption'!$D$34,0))))))))))))))))))))))))))))))),0))","v":0},0,{"$f":"(IF($D25>0,(IF($BL25=\"AD-05-5400\",'Battery Consumption'!$E$5,IF($BL25=\"AD-05-5410\",'Battery Consumption'!$E$6,IF($BL25=\"AD-05-5405\",'Battery Consumption'!$E$7,IF($BL25=\"AD-05-5415\",'Battery Consumption'!$E$8,IF($BL25=\"AD-05-5425\",'Battery Consumption'!$E$9,IF($BL25=\"AD-05-5420\",'Battery Consumption'!$E$10,IF($BL25=\"AD-05-5430\",'Battery Consumption'!$E$11,IF($BL25=\"AD-05-5440\",'Battery Consumption'!$E$12,IF($BL25=\"AD-05-5435\",'Battery Consumption'!$E$13,IF($BL25=\"AD-05-5445\",'Battery Consumption'!$E$14,IF($BL25=\"AD-05-5455\",'Battery Consumption'!$E$15,IF($BL25=\"AD-05-5450\",'Battery Consumption'!$E$16,IF($BL25=\"AD-05-5460\",'Battery Consumption'!$E$17,IF($BL25=\"AD-05-5465\",'Battery Consumption'!$E$18,IF($BL25=\"AD-05-5470\",'Battery Consumption'!$E$19,IF($BL25=\"AD-05-5401\",'Battery Consumption'!$E$20,IF($BL25=\"AD-05-5413\",'Battery Consumption'!$E$21,IF($BL25=\"AD-05-5406\",'Battery Consumption'!$E$22,IF($BL25=\"AD-05-5416\",'Battery Consumption'!$E$23,IF($BL25=\"AD-05-5426\",'Battery Consumption'!$E$24,IF($BL25=\"AD-05-5421\",'Battery Consumption'!$E$25,IF($BL25=\"AD-05-5432\",'Battery Consumption'!$E$26,IF($BL25=\"AD-05-5441\",'Battery Consumption'!$E$27,IF($BL25=\"AD-05-5437\",'Battery Consumption'!$E$28,IF($BL25=\"AD-05-5446\",'Battery Consumption'!$E$29,IF($BL25=\"AD-05-5456\",'Battery Consumption'!$E$30,IF($BL25=\"AD-05-5451\",'Battery Consumption'!$E$31,IF($BL25=\"AD-05-5461\",'Battery Consumption'!$E$32,IF($BL25=\"AD-05-5471\",'Battery Consumption'!$E$33,IF($BL25=\"AD-05-5466\",'Battery Consumption'!$E$34,0))))))))))))))))))))))))))))))),0))","v":0},0,0,{"$f":"IF($D25>0,(IF($BQ25<12,Reference!$J$259,IF($BQ25<24,Reference!$J$260,IF($BQ25<65,Reference!$J$260,\"Get your own\")))),0)","v":0},{"$f":"IF($D25>0,(IF($BQ25<12,Reference!$F$259,IF($BQ25<24,Reference!$F$260,IF($BQ25<65,Reference!$F$260,\"Get your own\")))),0)","v":0},{"$f":"IF($D25>0,(IF($BQ25<12,Reference!$H$259,IF($BQ25<24,Reference!$H$260,IF($BQ25<65,Reference!$H$260,\"Get your own\")))),0)","v":0},null,0,null,null,"AD-05-5416","Net-ProSens UL Standard-TP3",0,"UL"]
[20,null,null,null,null,null,0,0,0,0,0,0,0,0,0,null,{"$f":"IF($D$3=\"UL\",(IF(AND($G26=1,$H26=1),Reference!$C$53,IF(AND($G26=2,$H26=1),Reference!$C$54,IF(AND($G26=3,$H26=1),Reference!$C$55,IF(AND($G26=1,$H26=2),Reference!$C$56,IF(AND($G26=2,$H26=2),Reference!$C$57,IF(AND($G26=3,$H26=2),Reference!$C$58,IF(AND($G26=1,$H26=3),Reference!$C$59,IF(AND($G26=2,$H26=3),Reference!$C$60,IF(AND($G26=3,$H26=3),Reference!$C$61,IF(AND($G26=1,$H26=4),Reference!$C$62,IF(AND($G26=2,$H26=4),Reference!$C$63,IF(AND($G26=3,$H26=4),Reference!$C$64,IF(AND($G26=1,$H26=5),Reference!$C$65,IF(AND($G26=2,$H26=5),Reference!$C$66,IF(AND($G26=3,$H26=5),Reference!$C$67,0)))))))))))))))),(IF(AND($G26=1,$H26=1),Reference!$C$38,IF(AND($G26=2,$H26=1),Reference!$C$39,IF(AND($G26=3,$H26=1),Reference!$C$40,IF(AND($G26=1,$H26=2),Reference!$C$41,IF(AND($G26=2,$H26=2),Reference!$C$42,IF(AND($G26=3,$H26=2),Reference!$C$43,IF(AND($G26=1,$H26=3),Reference!$C$44,IF(AND($G26=2,$H26=3),Reference!$C$45,IF(AND($G26=3,$H26=3),Reference!$C$46,IF(AND($G26=1,$H26=4),Reference!$C$47,IF(AND($G26=2,$H26=4),Reference!$C$48,IF(AND($G26=3,$H26=4),Reference!$C$49,IF(AND($G26=1,$H26=5),Reference!$C$50,IF(AND($G26=2,$H26=5),Reference!$C$51,IF(AND($G26=3,$H26=5),Reference!$C$52,0)))))))))))))))))","v":0},{"$f":"IF($D$3=\"UL\",(IF(AND($G26=1,$H26=1),Reference!$B$53,IF(AND($G26=2,$H26=1),Reference!$B$54,IF(AND($G26=3,$H26=1),Reference!$B$55,IF(AND($G26=1,$H26=2),Reference!$B$56,IF(AND($G26=2,$H26=2),Reference!$B$57,IF(AND($G26=3,$H26=2),Reference!$B$58,IF(AND($G26=1,$H26=3),Reference!$B$59,IF(AND($G26=2,$H26=3),Reference!$B$60,IF(AND($G26=3,$H26=3),Reference!$B$61,IF(AND($G26=1,$H26=4),Reference!$B$62,IF(AND($G26=2,$H26=4),Reference!$B$63,IF(AND($G26=3,$H26=4),Reference!$B$64,IF(AND($G26=1,$H26=5),Reference!$B$65,IF(AND($G26=2,$H26=5),Reference!$B$66,IF(AND($G26=3,$H26=5),Reference!$B$67,0)))))))))))))))),(IF(AND($G26=1,$H26=1),Reference!$B$38,IF(AND($G26=2,$H26=1),Reference!$B$39,IF(AND($G26=3,$H26=1),Reference!$B$40,IF(AND($G26=1,$H26=2),Reference!$B$41,IF(AND($G26=2,$H26=2),Reference!$B$42,IF(AND($G26=3,$H26=2),Reference!$B$43,IF(AND($G26=1,$H26=3),Reference!$B$44,IF(AND($G26=2,$H26=3),Reference!$B$45,IF(AND($G26=3,$H26=3),Reference!$B$46,IF(AND($G26=1,$H26=4),Reference!$B$47,IF(AND($G26=2,$H26=4),Reference!$B$48,IF(AND($G26=3,$H26=4),Reference!$B$49,IF(AND($G26=1,$H26=5),Reference!$B$50,IF(AND($G26=2,$H26=5),Reference!$B$51,IF(AND($G26=3,$H26=5),Reference!$B$52,0)))))))))))))))))","v":0},0,0,null,0,0,null,null,null,null,null,0,0,null,null,{"$f":"IF($D$3=\"UL\",(IF($G26>0,((IF(AND($F26=\"Standard\",$I26=2),Reference!$B$121,(IF(AND($F26=\"Medium\",$I26=2),Reference!$B$122,(IF(AND($F26=\"High\",$I26=2),Reference!$B$123,(IF(AND($F26=\"Standard\",$I26=3),Reference!$B$121,(IF(AND($F26=\"Medium\",$I26=3),Reference!$B$122,(IF(AND($F26=\"High\",$I26=3),Reference!$B$123,(IF(AND($F26=\"Standard\",$I26=4),Reference!$B$124,(IF(AND($F26=\"Medium\",$I26=4),Reference!$B$125,(IF(AND($F26=\"High\",$I26=4),Reference!$B$126,(IF(AND($F26=\"Standard\",$I26=7),Reference!$B$127,(IF(AND($F26=\"Medium\",$I26=7),Reference!$B$128,(IF(AND($F26=\"High\",$I26=7),Reference!$B$129,(IF(AND($F26=\"Standard\",$I26=8),Reference!$B$97,(IF(AND($F26=\"Medium\",$I26=8),Reference!$B$98,(IF(AND($F26=\"High\",$I26=8),Reference!$B$99,(IF(AND($F26=\"Standard\",$I26=9),Reference!$B$130,(IF(AND($F26=\"Medium\",$I26=9),Reference!$B$131,(IF(AND($F26=\"High\",$I26=9),Reference!$B$132,(IF(AND($F26=\"Standard\",$I26=11),Reference!$B$133,(IF(AND($F26=\"Medium\",$I26=11),Reference!$B$134,(IF(AND($F26=\"High\",$I26=11),Reference!$B$135,(IF(AND($F26=\"Standard\",$I26=12),Reference!$B$133,(IF(AND($F26=\"Medium\",$I26=12),Reference!$B$134,(IF(AND($F26=\"High\",$I26=12),Reference!$B$135,(IF(AND($F26=\"Standard\",$I26=13),Reference!$B$136,(IF(AND($F26=\"Medium\",$I26=13),Reference!$B$137,(IF(AND($F26=\"High\",$I26=13),Reference!$B$138,(IF(AND($F26=\"Standard\",$I26=16),Reference!$B$139,(IF(AND($F26=\"Medium\",$I26=16),Reference!$B$140,(IF(AND($F26=\"High\",$I26=16),Reference!$B$141,(IF(AND($F26=\"Standard\",$I26=17),Reference!$B$139,(IF(AND($F26=\"Medium\",$I26=17),Reference!$B$140,(IF(AND($F26=\"High\",$I26=17),Reference!$B$141,(IF(AND($F26=\"Standard\",$I26=18),Reference!$B$142,(IF(AND($F26=\"Medium\",$I26=18),Reference!$B$143,(IF(AND($F26=\"High\",$I26=18),Reference!$B$144,(IF(AND($F26=\"Standard\",$I26=21),Reference!$B$145,(IF(AND($F26=\"Medium\",$I26=21),Reference!$B$146,(IF(AND($F26=\"High\",$I26=21),Reference!$B$147,(IF(AND($F26=\"Standard\",$I26=23),Reference!$B$148,(IF(AND($F26=\"Medium\",$I26=23),Reference!$B$149,(IF(AND($F26=\"High\",$I26=23),Reference!$B$150,0))))))))))))))))))))))))))))))))))))))))))))))))))))))))))))))))))))))))))))))))))))),0)),(IF($G26>0,((IF(AND($F26=\"Standard\",$I26=2),Reference!$B$91,(IF(AND($F26=\"Medium\",$I26=2),Reference!$B$92,(IF(AND($F26=\"High\",$I26=2),Reference!$B$93,(IF(AND($F26=\"Standard\",$I26=3),Reference!$B$91,(IF(AND($F26=\"Medium\",$I26=3),Reference!$B$92,(IF(AND($F26=\"High\",$I26=3),Reference!$B$93,(IF(AND($F26=\"Standard\",$I26=4),Reference!$B$94,(IF(AND($F26=\"Medium\",$I26=4),Reference!$B$95,(IF(AND($F26=\"High\",$I26=4),Reference!$B$96,(IF(AND($F26=\"Standard\",$I26=7),Reference!$B$97,(IF(AND($F26=\"Medium\",$I26=7),Reference!$B$98,(IF(AND($F26=\"High\",$I26=7),Reference!$B$99,(IF(AND($F26=\"Standard\",$I26=8),Reference!$B$97,(IF(AND($F26=\"Medium\",$I26=8),Reference!$B$98,(IF(AND($F26=\"High\",$I26=8),Reference!$B$99,(IF(AND($F26=\"Standard\",$I26=9),Reference!$B$100,(IF(AND($F26=\"Medium\",$I26=9),Reference!$B$101,(IF(AND($F26=\"High\",$I26=9),Reference!$B$102,(IF(AND($F26=\"Standard\",$I26=11),Reference!$B$103,(IF(AND($F26=\"Medium\",$I26=11),Reference!$B$104,(IF(AND($F26=\"High\",$I26=11),Reference!$B$105,(IF(AND($F26=\"Standard\",$I26=12),Reference!$B$103,(IF(AND($F26=\"Medium\",$I26=12),Reference!$B$104,(IF(AND($F26=\"High\",$I26=12),Reference!$B$105,(IF(AND($F26=\"Standard\",$I26=13),Reference!$B$106,(IF(AND($F26=\"Medium\",$I26=13),Reference!$B$107,(IF(AND($F26=\"High\",$I26=13),Reference!$B$108,(IF(AND($F26=\"Standard\",$I26=16),Reference!$B$109,(IF(AND($F26=\"Medium\",$I26=16),Reference!$B$110,(IF(AND($F26=\"High\",$I26=16),Reference!$B$111,(IF(AND($F26=\"Standard\",$I26=17),Reference!$B$109,(IF(AND($F26=\"Medium\",$I26=17),Reference!$B$110,(IF(AND($F26=\"High\",$I26=17),Reference!$B$111,(IF(AND($F26=\"Standard\",$I26=18),Reference!$B$112,(IF(AND($F26=\"Medium\",$I26=18),Reference!$B$113,(IF(AND($F26=\"High\",$I26=18),Reference!$B$114,(IF(AND($F26=\"Standard\",$I26=21),Reference!$B$115,(IF(AND($F26=\"Medium\",$I26=21),Reference!$B$116,(IF(AND($F26=\"High\",$I26=21),Reference!$B$117,(IF(AND($F26=\"Standard\",$I26=23),Reference!$B$118,(IF(AND($F26=\"Medium\",$I26=23),Reference!$B$119,(IF(AND($F26=\"High\",$I26=23),Reference!$B$120,0))))))))))))))))))))))))))))))))))))))))))))))))))))))))))))))))))))))))))))))))))))),0)))","v":0},{"$f":"IF($D$3=\"UL\",(IF($G26>0,((IF(AND($F26=\"Standard\",$I26=2),Reference!$C$121,(IF(AND($F26=\"Medium\",$I26=2),Reference!$C$122,(IF(AND($F26=\"High\",$I26=2),Reference!$C$123,(IF(AND($F26=\"Standard\",$I26=3),Reference!$C$121,(IF(AND($F26=\"Medium\",$I26=3),Reference!$C$122,(IF(AND($F26=\"High\",$I26=3),Reference!$C$123,(IF(AND($F26=\"Standard\",$I26=4),Reference!$C$124,(IF(AND($F26=\"Medium\",$I26=4),Reference!$C$125,(IF(AND($F26=\"High\",$I26=4),Reference!$C$126,(IF(AND($F26=\"Standard\",$I26=7),Reference!$C$127,(IF(AND($F26=\"Medium\",$I26=7),Reference!$C$128,(IF(AND($F26=\"High\",$I26=7),Reference!$C$129,(IF(AND($F26=\"Standard\",$I26=8),Reference!$C$97,(IF(AND($F26=\"Medium\",$I26=8),Reference!$C$98,(IF(AND($F26=\"High\",$I26=8),Reference!$C$99,(IF(AND($F26=\"Standard\",$I26=9),Reference!$C$130,(IF(AND($F26=\"Medium\",$I26=9),Reference!$C$131,(IF(AND($F26=\"High\",$I26=9),Reference!$C$132,(IF(AND($F26=\"Standard\",$I26=11),Reference!$C$133,(IF(AND($F26=\"Medium\",$I26=11),Reference!$C$134,(IF(AND($F26=\"High\",$I26=11),Reference!$C$135,(IF(AND($F26=\"Standard\",$I26=12),Reference!$C$133,(IF(AND($F26=\"Medium\",$I26=12),Reference!$C$134,(IF(AND($F26=\"High\",$I26=12),Reference!$C$135,(IF(AND($F26=\"Standard\",$I26=13),Reference!$C$136,(IF(AND($F26=\"Medium\",$I26=13),Reference!$C$137,(IF(AND($F26=\"High\",$I26=13),Reference!$C$138,(IF(AND($F26=\"Standard\",$I26=16),Reference!$C$139,(IF(AND($F26=\"Medium\",$I26=16),Reference!$C$140,(IF(AND($F26=\"High\",$I26=16),Reference!$C$141,(IF(AND($F26=\"Standard\",$I26=17),Reference!$C$139,(IF(AND($F26=\"Medium\",$I26=17),Reference!$C$140,(IF(AND($F26=\"High\",$I26=17),Reference!$C$141,(IF(AND($F26=\"Standard\",$I26=18),Reference!$C$142,(IF(AND($F26=\"Medium\",$I26=18),Reference!$C$143,(IF(AND($F26=\"High\",$I26=18),Reference!$C$144,(IF(AND($F26=\"Standard\",$I26=21),Reference!$C$145,(IF(AND($F26=\"Medium\",$I26=21),Reference!$C$146,(IF(AND($F26=\"High\",$I26=21),Reference!$C$147,(IF(AND($F26=\"Standard\",$I26=23),Reference!$C$148,(IF(AND($F26=\"Medium\",$I26=23),Reference!$C$149,(IF(AND($F26=\"High\",$I26=23),Reference!$C$150,0))))))))))))))))))))))))))))))))))))))))))))))))))))))))))))))))))))))))))))))))))))),0)),(IF($G26>0,((IF(AND($F26=\"Standard\",$I26=2),Reference!$C$91,(IF(AND($F26=\"Medium\",$I26=2),Reference!$C$92,(IF(AND($F26=\"High\",$I26=2),Reference!$C$93,(IF(AND($F26=\"Standard\",$I26=3),Reference!$C$91,(IF(AND($F26=\"Medium\",$I26=3),Reference!$C$92,(IF(AND($F26=\"High\",$I26=3),Reference!$C$93,(IF(AND($F26=\"Standard\",$I26=4),Reference!$C$94,(IF(AND($F26=\"Medium\",$I26=4),Reference!$C$95,(IF(AND($F26=\"High\",$I26=4),Reference!$C$96,(IF(AND($F26=\"Standard\",$I26=7),Reference!$C$97,(IF(AND($F26=\"Medium\",$I26=7),Reference!$C$98,(IF(AND($F26=\"High\",$I26=7),Reference!$C$99,(IF(AND($F26=\"Standard\",$I26=8),Reference!$C$97,(IF(AND($F26=\"Medium\",$I26=8),Reference!$C$98,(IF(AND($F26=\"High\",$I26=8),Reference!$C$99,(IF(AND($F26=\"Standard\",$I26=9),Reference!$C$100,(IF(AND($F26=\"Medium\",$I26=9),Reference!$C$101,(IF(AND($F26=\"High\",$I26=9),Reference!$C$102,(IF(AND($F26=\"Standard\",$I26=11),Reference!$C$103,(IF(AND($F26=\"Medium\",$I26=11),Reference!$C$104,(IF(AND($F26=\"High\",$I26=11),Reference!$C$105,(IF(AND($F26=\"Standard\",$I26=12),Reference!$C$103,(IF(AND($F26=\"Medium\",$I26=12),Reference!$C$104,(IF(AND($F26=\"High\",$I26=12),Reference!$C$105,(IF(AND($F26=\"Standard\",$I26=13),Reference!$C$106,(IF(AND($F26=\"Medium\",$I26=13),Reference!$C$107,(IF(AND($F26=\"High\",$I26=13),Reference!$C$108,(IF(AND($F26=\"Standard\",$I26=16),Reference!$C$109,(IF(AND($F26=\"Medium\",$I26=16),Reference!$C$110,(IF(AND($F26=\"High\",$I26=16),Reference!$C$111,(IF(AND($F26=\"Standard\",$I26=17),Reference!$C$109,(IF(AND($F26=\"Medium\",$I26=17),Reference!$C$110,(IF(AND($F26=\"High\",$I26=17),Reference!$C$111,(IF(AND($F26=\"Standard\",$I26=18),Reference!$C$112,(IF(AND($F26=\"Medium\",$I26=18),Reference!$C$113,(IF(AND($F26=\"High\",$I26=18),Reference!$C$114,(IF(AND($F26=\"Standard\",$I26=21),Reference!$C$115,(IF(AND($F26=\"Medium\",$I26=21),Reference!$C$116,(IF(AND($F26=\"High\",$I26=21),Reference!$C$117,(IF(AND($F26=\"Standard\",$I26=23),Reference!$C$118,(IF(AND($F26=\"Medium\",$I26=23),Reference!$C$119,(IF(AND($F26=\"High\",$I26=23),Reference!$C$120,0))))))))))))))))))))))))))))))))))))))))))))))))))))))))))))))))))))))))))))))))))))),0)))","v":0},{"$f":"IF($D$3=\"UL\",(IF($G26>0,((IF(AND($F26=\"Standard\",$I26=2),Reference!$D$121,(IF(AND($F26=\"Medium\",$I26=2),Reference!$D$122,(IF(AND($F26=\"High\",$I26=2),Reference!$D$123,(IF(AND($F26=\"Standard\",$I26=3),Reference!$D$121,(IF(AND($F26=\"Medium\",$I26=3),Reference!$D$122,(IF(AND($F26=\"High\",$I26=3),Reference!$D$123,(IF(AND($F26=\"Standard\",$I26=4),Reference!$D$124,(IF(AND($F26=\"Medium\",$I26=4),Reference!$D$125,(IF(AND($F26=\"High\",$I26=4),Reference!$D$126,(IF(AND($F26=\"Standard\",$I26=7),Reference!$D$127,(IF(AND($F26=\"Medium\",$I26=7),Reference!$D$128,(IF(AND($F26=\"High\",$I26=7),Reference!$D$129,(IF(AND($F26=\"Standard\",$I26=8),Reference!$D$97,(IF(AND($F26=\"Medium\",$I26=8),Reference!$D$98,(IF(AND($F26=\"High\",$I26=8),Reference!$D$99,(IF(AND($F26=\"Standard\",$I26=9),Reference!$D$130,(IF(AND($F26=\"Medium\",$I26=9),Reference!$D$131,(IF(AND($F26=\"High\",$I26=9),Reference!$D$132,(IF(AND($F26=\"Standard\",$I26=11),Reference!$D$133,(IF(AND($F26=\"Medium\",$I26=11),Reference!$D$134,(IF(AND($F26=\"High\",$I26=11),Reference!$D$135,(IF(AND($F26=\"Standard\",$I26=12),Reference!$D$133,(IF(AND($F26=\"Medium\",$I26=12),Reference!$D$134,(IF(AND($F26=\"High\",$I26=12),Reference!$D$135,(IF(AND($F26=\"Standard\",$I26=13),Reference!$D$136,(IF(AND($F26=\"Medium\",$I26=13),Reference!$D$137,(IF(AND($F26=\"High\",$I26=13),Reference!$D$138,(IF(AND($F26=\"Standard\",$I26=16),Reference!$D$139,(IF(AND($F26=\"Medium\",$I26=16),Reference!$D$140,(IF(AND($F26=\"High\",$I26=16),Reference!$D$141,(IF(AND($F26=\"Standard\",$I26=17),Reference!$D$139,(IF(AND($F26=\"Medium\",$I26=17),Reference!$D$140,(IF(AND($F26=\"High\",$I26=17),Reference!$D$141,(IF(AND($F26=\"Standard\",$I26=18),Reference!$D$142,(IF(AND($F26=\"Medium\",$I26=18),Reference!$D$143,(IF(AND($F26=\"High\",$I26=18),Reference!$D$144,(IF(AND($F26=\"Standard\",$I26=21),Reference!$D$145,(IF(AND($F26=\"Medium\",$I26=21),Reference!$D$146,(IF(AND($F26=\"High\",$I26=21),Reference!$D$147,(IF(AND($F26=\"Standard\",$I26=23),Reference!$D$148,(IF(AND($F26=\"Medium\",$I26=23),Reference!$D$149,(IF(AND($F26=\"High\",$I26=23),Reference!$D$150,0))))))))))))))))))))))))))))))))))))))))))))))))))))))))))))))))))))))))))))))))))))),0)),(IF($G26>0,((IF(AND($F26=\"Standard\",$I26=2),Reference!$D$91,(IF(AND($F26=\"Medium\",$I26=2),Reference!$D$92,(IF(AND($F26=\"High\",$I26=2),Reference!$D$93,(IF(AND($F26=\"Standard\",$I26=3),Reference!$D$91,(IF(AND($F26=\"Medium\",$I26=3),Reference!$D$92,(IF(AND($F26=\"High\",$I26=3),Reference!$D$93,(IF(AND($F26=\"Standard\",$I26=4),Reference!$D$94,(IF(AND($F26=\"Medium\",$I26=4),Reference!$D$95,(IF(AND($F26=\"High\",$I26=4),Reference!$D$96,(IF(AND($F26=\"Standard\",$I26=7),Reference!$D$97,(IF(AND($F26=\"Medium\",$I26=7),Reference!$D$98,(IF(AND($F26=\"High\",$I26=7),Reference!$D$99,(IF(AND($F26=\"Standard\",$I26=8),Reference!$D$97,(IF(AND($F26=\"Medium\",$I26=8),Reference!$D$98,(IF(AND($F26=\"High\",$I26=8),Reference!$D$99,(IF(AND($F26=\"Standard\",$I26=9),Reference!$D$100,(IF(AND($F26=\"Medium\",$I26=9),Reference!$D$101,(IF(AND($F26=\"High\",$I26=9),Reference!$D$102,(IF(AND($F26=\"Standard\",$I26=11),Reference!$D$103,(IF(AND($F26=\"Medium\",$I26=11),Reference!$D$104,(IF(AND($F26=\"High\",$I26=11),Reference!$D$105,(IF(AND($F26=\"Standard\",$I26=12),Reference!$D$103,(IF(AND($F26=\"Medium\",$I26=12),Reference!$D$104,(IF(AND($F26=\"High\",$I26=12),Reference!$D$105,(IF(AND($F26=\"Standard\",$I26=13),Reference!$D$106,(IF(AND($F26=\"Medium\",$I26=13),Reference!$D$107,(IF(AND($F26=\"High\",$I26=13),Reference!$D$108,(IF(AND($F26=\"Standard\",$I26=16),Reference!$D$109,(IF(AND($F26=\"Medium\",$I26=16),Reference!$D$110,(IF(AND($F26=\"High\",$I26=16),Reference!$D$111,(IF(AND($F26=\"Standard\",$I26=17),Reference!$D$109,(IF(AND($F26=\"Medium\",$I26=17),Reference!$D$110,(IF(AND($F26=\"High\",$I26=17),Reference!$D$111,(IF(AND($F26=\"Standard\",$I26=18),Reference!$D$112,(IF(AND($F26=\"Medium\",$I26=18),Reference!$D$113,(IF(AND($F26=\"High\",$I26=18),Reference!$D$114,(IF(AND($F26=\"Standard\",$I26=21),Reference!$D$115,(IF(AND($F26=\"Medium\",$I26=21),Reference!$D$116,(IF(AND($F26=\"High\",$I26=21),Reference!$D$117,(IF(AND($F26=\"Standard\",$I26=23),Reference!$D$118,(IF(AND($F26=\"Medium\",$I26=23),Reference!$D$119,(IF(AND($F26=\"High\",$I26=23),Reference!$D$120,0))))))))))))))))))))))))))))))))))))))))))))))))))))))))))))))))))))))))))))))))))))),0)))","v":0},0,0,0,null,"No",0,0,0,0,{"$f":"IF($AN26=\"Yes\",IF($AO26=1,Reference!#REF!,IF($AO26=2,Reference!#REF!,IF($AO26=3,Reference!#REF!,0))),(IF($AP26=1,IF($AR26=2,Reference!$C$194,IF($AR26=3,Reference!$C$196,IF($AR26=4,Reference!$C$198,0))),IF($AP26=2,IF($AR26=3,Reference!$C$195,IF($AR26=4,Reference!$C$197,IF($AR26=5,Reference!$C$199,0))),0))))","v":0},{"$f":"IF(AN26=\"Yes\",IF($AO26=1,Reference!#REF!,IF($AO26=2,Reference!#REF!,IF($AO26=3,Reference!#REF!,0))),(IF($AP26=1,IF($AR26=2,Reference!$E$194,IF($AR26=3,Reference!$E$196,IF($AR26=4,Reference!$E$198,0))),IF($AP26=2,IF($AR26=3,Reference!$E$195,IF($AR26=4,Reference!$E$197,IF($AR26=5,Reference!$E$199,0))),0))))","v":0},{"$f":"IF($AN26=\"Yes\",IF($AO26=1,Reference!#REF!,IF($AO26=2,Reference!#REF!,IF($AO26=3,Reference!#REF!,0))),(IF($AP26=1,IF($AR26=2,Reference!$D$194,IF($AR26=3,Reference!$D$196,IF($AR26=4,Reference!$D$198,0))),IF($AP26=2,IF($AR26=3,Reference!$D$195,IF($AR26=4,Reference!$D$197,IF($AR26=5,Reference!$D$199,0))),0))))","v":0},0,null,0,0,null,{"$f":"IF($AX26=\"Yes\",(IF($AZ26=\"NU2\",Reference!$B$221,IF($AZ26=\"NU2D\",Reference!$B$222,IF($AZ26=\"NU5N\",Reference!$B$223,IF($AZ26=\"NU5DN\",Reference!$B$224,IF($AZ26=\"NU5DOData\",Reference!$B$225,IF($AZ26=\"NU5DOFD\",Reference!$B$227,\"\"))))))),0)","v":0},{"$f":"IF($AX26=\"Yes\",(IF($AZ26=\"NU2\",Reference!$D$221,IF($AZ26=\"NU2D\",Reference!$D$222,IF($AZ26=\"NU5N\",Reference!$D$223,IF($AZ26=\"NU5DN\",Reference!$D$224,IF($AZ26=\"NU5DOData\",Reference!$D$225,IF($AZ26=\"NU5DOFD\",Reference!$D$227,0))))))),0)","v":0},{"$f":"IF($AX26=\"Yes\",(IF($AZ26=\"NU2\",Reference!$E$221,IF($AZ26=\"NU2D\",Reference!$E$222,IF($AZ26=\"NU5N\",Reference!$E$223,IF($AZ26=\"NU5DN\",Reference!$E$224,IF($AZ26=\"NU5DOData\",Reference!$E$225,IF($AZ26=\"NU5DOFD\",Reference!$E$227,IF($AZ26=\"NU5DF\",Reference!$E$226,0)))))))),0)","v":0},null,null,null,0,{"$f":"IF($BE26=\"AD-10-1960\",Reference!$G$232,IF($BE26=\"AD-10-1963\",Reference!$G$233,IF($BE26=\"AD-10-1966\",Reference!$G$237,IF($BE26=\"AD-10-1975\",Reference!$G$237,IF($BE26=\"AD-10-1980\",Reference!$G$238,IF($BE26=\"AD-10-2000\",Reference!$G$235,IF($BE26=\"AD-10-2010\",Reference!$G$236,\"\")))))))","v":""},{"$f":"IF($BE26=\"AD-10-1960\",Reference!$F$232,IF($BE26=\"AD-10-1963\",Reference!$F$233,IF($BE26=\"AD-10-1966\",Reference!$F$237,IF($BE26=\"AD-10-1975\",Reference!$F$237,IF($BE26=\"AD-10-1980\",Reference!$F$238,IF($BE26=\"AD-10-2000\",Reference!$F$235,IF($BE26=\"AD-10-2010\",Reference!$F$236,\"\")))))))","v":""},{"$f":"IF($BE26=\"AD-10-1960\",Reference!$E$232,IF($BE26=\"AD-10-1963\",Reference!$E$233,IF($BE26=\"AD-10-1966\",Reference!$E$237,IF($BE26=\"AD-10-1975\",Reference!$E$237,IF($BE26=\"AD-10-1980\",Reference!$E$238,IF($BE26=\"AD-10-2000\",Reference!$E$235,IF($BE26=\"AD-10-2010\",Reference!$E$236,\"\")))))))","v":""},null,0,{"$f":"(IF($D26>0,(IF($BL26=\"AD-05-5400\",'Battery Consumption'!$D$5,IF($BL26=\"AD-05-5410\",'Battery Consumption'!$D$6,IF($BL26=\"AD-05-5405\",'Battery Consumption'!$D$7,IF($BL26=\"AD-05-5415\",'Battery Consumption'!$D$8,IF($BL26=\"AD-05-5425\",'Battery Consumption'!$D$9,IF($BL26=\"AD-05-5420\",'Battery Consumption'!$D$10,IF($BL26=\"AD-05-5430\",'Battery Consumption'!$D$11,IF($BL26=\"AD-05-5440\",'Battery Consumption'!$D$12,IF($BL26=\"AD-05-5435\",'Battery Consumption'!$D$13,IF($BL26=\"AD-05-5445\",'Battery Consumption'!$D$14,IF($BL26=\"AD-05-5455\",'Battery Consumption'!$D$15,IF($BL26=\"AD-05-5450\",'Battery Consumption'!$D$16,IF($BL26=\"AD-05-5460\",'Battery Consumption'!$D$17,IF($BL26=\"AD-05-5465\",'Battery Consumption'!$D$18,IF($BL26=\"AD-05-5470\",'Battery Consumption'!$D$19,IF($BL26=\"AD-05-5401\",'Battery Consumption'!$D$20,IF($BL26=\"AD-05-5413\",'Battery Consumption'!$D$21,IF($BL26=\"AD-05-5406\",'Battery Consumption'!$D$22,IF($BL26=\"AD-05-5416\",'Battery Consumption'!$D$23,IF($BL26=\"AD-05-5426\",'Battery Consumption'!$D$24,IF($BL26=\"AD-05-5421\",'Battery Consumption'!$D$25,IF($BL26=\"AD-05-5432\",'Battery Consumption'!$D$26,IF($BL26=\"AD-05-5441\",'Battery Consumption'!$D$27,IF($BL26=\"AD-05-5437\",'Battery Consumption'!$D$28,IF($BL26=\"AD-05-5446\",'Battery Consumption'!$D$29,IF($BL26=\"AD-05-5456\",'Battery Consumption'!$D$30,IF($BL26=\"AD-05-5451\",'Battery Consumption'!$D$31,IF($BL26=\"AD-05-5461\",'Battery Consumption'!$D$32,IF($BL26=\"AD-05-5471\",'Battery Consumption'!$D$33,IF($BL26=\"AD-05-5466\",'Battery Consumption'!$D$34,0))))))))))))))))))))))))))))))),0))","v":0},0,{"$f":"(IF($D26>0,(IF($BL26=\"AD-05-5400\",'Battery Consumption'!$E$5,IF($BL26=\"AD-05-5410\",'Battery Consumption'!$E$6,IF($BL26=\"AD-05-5405\",'Battery Consumption'!$E$7,IF($BL26=\"AD-05-5415\",'Battery Consumption'!$E$8,IF($BL26=\"AD-05-5425\",'Battery Consumption'!$E$9,IF($BL26=\"AD-05-5420\",'Battery Consumption'!$E$10,IF($BL26=\"AD-05-5430\",'Battery Consumption'!$E$11,IF($BL26=\"AD-05-5440\",'Battery Consumption'!$E$12,IF($BL26=\"AD-05-5435\",'Battery Consumption'!$E$13,IF($BL26=\"AD-05-5445\",'Battery Consumption'!$E$14,IF($BL26=\"AD-05-5455\",'Battery Consumption'!$E$15,IF($BL26=\"AD-05-5450\",'Battery Consumption'!$E$16,IF($BL26=\"AD-05-5460\",'Battery Consumption'!$E$17,IF($BL26=\"AD-05-5465\",'Battery Consumption'!$E$18,IF($BL26=\"AD-05-5470\",'Battery Consumption'!$E$19,IF($BL26=\"AD-05-5401\",'Battery Consumption'!$E$20,IF($BL26=\"AD-05-5413\",'Battery Consumption'!$E$21,IF($BL26=\"AD-05-5406\",'Battery Consumption'!$E$22,IF($BL26=\"AD-05-5416\",'Battery Consumption'!$E$23,IF($BL26=\"AD-05-5426\",'Battery Consumption'!$E$24,IF($BL26=\"AD-05-5421\",'Battery Consumption'!$E$25,IF($BL26=\"AD-05-5432\",'Battery Consumption'!$E$26,IF($BL26=\"AD-05-5441\",'Battery Consumption'!$E$27,IF($BL26=\"AD-05-5437\",'Battery Consumption'!$E$28,IF($BL26=\"AD-05-5446\",'Battery Consumption'!$E$29,IF($BL26=\"AD-05-5456\",'Battery Consumption'!$E$30,IF($BL26=\"AD-05-5451\",'Battery Consumption'!$E$31,IF($BL26=\"AD-05-5461\",'Battery Consumption'!$E$32,IF($BL26=\"AD-05-5471\",'Battery Consumption'!$E$33,IF($BL26=\"AD-05-5466\",'Battery Consumption'!$E$34,0))))))))))))))))))))))))))))))),0))","v":0},0,0,{"$f":"IF($D26>0,(IF($BQ26<12,Reference!$J$259,IF($BQ26<24,Reference!$J$260,IF($BQ26<65,Reference!$J$260,\"Get your own\")))),0)","v":0},{"$f":"IF($D26>0,(IF($BQ26<12,Reference!$F$259,IF($BQ26<24,Reference!$F$260,IF($BQ26<65,Reference!$F$260,\"Get your own\")))),0)","v":0},{"$f":"IF($D26>0,(IF($BQ26<12,Reference!$H$259,IF($BQ26<24,Reference!$H$260,IF($BQ26<65,Reference!$H$260,\"Get your own\")))),0)","v":0},null,0,null,null,"AD-05-5426","Net-ProSens UL Silent-TP3",0,"UL"]
[21,null,null,null,null,null,0,0,0,0,0,0,0,0,0,null,{"$f":"IF($D$3=\"UL\",(IF(AND($G27=1,$H27=1),Reference!$C$53,IF(AND($G27=2,$H27=1),Reference!$C$54,IF(AND($G27=3,$H27=1),Reference!$C$55,IF(AND($G27=1,$H27=2),Reference!$C$56,IF(AND($G27=2,$H27=2),Reference!$C$57,IF(AND($G27=3,$H27=2),Reference!$C$58,IF(AND($G27=1,$H27=3),Reference!$C$59,IF(AND($G27=2,$H27=3),Reference!$C$60,IF(AND($G27=3,$H27=3),Reference!$C$61,IF(AND($G27=1,$H27=4),Reference!$C$62,IF(AND($G27=2,$H27=4),Reference!$C$63,IF(AND($G27=3,$H27=4),Reference!$C$64,IF(AND($G27=1,$H27=5),Reference!$C$65,IF(AND($G27=2,$H27=5),Reference!$C$66,IF(AND($G27=3,$H27=5),Reference!$C$67,0)))))))))))))))),(IF(AND($G27=1,$H27=1),Reference!$C$38,IF(AND($G27=2,$H27=1),Reference!$C$39,IF(AND($G27=3,$H27=1),Reference!$C$40,IF(AND($G27=1,$H27=2),Reference!$C$41,IF(AND($G27=2,$H27=2),Reference!$C$42,IF(AND($G27=3,$H27=2),Reference!$C$43,IF(AND($G27=1,$H27=3),Reference!$C$44,IF(AND($G27=2,$H27=3),Reference!$C$45,IF(AND($G27=3,$H27=3),Reference!$C$46,IF(AND($G27=1,$H27=4),Reference!$C$47,IF(AND($G27=2,$H27=4),Reference!$C$48,IF(AND($G27=3,$H27=4),Reference!$C$49,IF(AND($G27=1,$H27=5),Reference!$C$50,IF(AND($G27=2,$H27=5),Reference!$C$51,IF(AND($G27=3,$H27=5),Reference!$C$52,0)))))))))))))))))","v":0},{"$f":"IF($D$3=\"UL\",(IF(AND($G27=1,$H27=1),Reference!$B$53,IF(AND($G27=2,$H27=1),Reference!$B$54,IF(AND($G27=3,$H27=1),Reference!$B$55,IF(AND($G27=1,$H27=2),Reference!$B$56,IF(AND($G27=2,$H27=2),Reference!$B$57,IF(AND($G27=3,$H27=2),Reference!$B$58,IF(AND($G27=1,$H27=3),Reference!$B$59,IF(AND($G27=2,$H27=3),Reference!$B$60,IF(AND($G27=3,$H27=3),Reference!$B$61,IF(AND($G27=1,$H27=4),Reference!$B$62,IF(AND($G27=2,$H27=4),Reference!$B$63,IF(AND($G27=3,$H27=4),Reference!$B$64,IF(AND($G27=1,$H27=5),Reference!$B$65,IF(AND($G27=2,$H27=5),Reference!$B$66,IF(AND($G27=3,$H27=5),Reference!$B$67,0)))))))))))))))),(IF(AND($G27=1,$H27=1),Reference!$B$38,IF(AND($G27=2,$H27=1),Reference!$B$39,IF(AND($G27=3,$H27=1),Reference!$B$40,IF(AND($G27=1,$H27=2),Reference!$B$41,IF(AND($G27=2,$H27=2),Reference!$B$42,IF(AND($G27=3,$H27=2),Reference!$B$43,IF(AND($G27=1,$H27=3),Reference!$B$44,IF(AND($G27=2,$H27=3),Reference!$B$45,IF(AND($G27=3,$H27=3),Reference!$B$46,IF(AND($G27=1,$H27=4),Reference!$B$47,IF(AND($G27=2,$H27=4),Reference!$B$48,IF(AND($G27=3,$H27=4),Reference!$B$49,IF(AND($G27=1,$H27=5),Reference!$B$50,IF(AND($G27=2,$H27=5),Reference!$B$51,IF(AND($G27=3,$H27=5),Reference!$B$52,0)))))))))))))))))","v":0},0,0,null,0,0,null,null,null,null,null,0,0,null,null,{"$f":"IF($D$3=\"UL\",(IF($G27>0,((IF(AND($F27=\"Standard\",$I27=2),Reference!$B$121,(IF(AND($F27=\"Medium\",$I27=2),Reference!$B$122,(IF(AND($F27=\"High\",$I27=2),Reference!$B$123,(IF(AND($F27=\"Standard\",$I27=3),Reference!$B$121,(IF(AND($F27=\"Medium\",$I27=3),Reference!$B$122,(IF(AND($F27=\"High\",$I27=3),Reference!$B$123,(IF(AND($F27=\"Standard\",$I27=4),Reference!$B$124,(IF(AND($F27=\"Medium\",$I27=4),Reference!$B$125,(IF(AND($F27=\"High\",$I27=4),Reference!$B$126,(IF(AND($F27=\"Standard\",$I27=7),Reference!$B$127,(IF(AND($F27=\"Medium\",$I27=7),Reference!$B$128,(IF(AND($F27=\"High\",$I27=7),Reference!$B$129,(IF(AND($F27=\"Standard\",$I27=8),Reference!$B$97,(IF(AND($F27=\"Medium\",$I27=8),Reference!$B$98,(IF(AND($F27=\"High\",$I27=8),Reference!$B$99,(IF(AND($F27=\"Standard\",$I27=9),Reference!$B$130,(IF(AND($F27=\"Medium\",$I27=9),Reference!$B$131,(IF(AND($F27=\"High\",$I27=9),Reference!$B$132,(IF(AND($F27=\"Standard\",$I27=11),Reference!$B$133,(IF(AND($F27=\"Medium\",$I27=11),Reference!$B$134,(IF(AND($F27=\"High\",$I27=11),Reference!$B$135,(IF(AND($F27=\"Standard\",$I27=12),Reference!$B$133,(IF(AND($F27=\"Medium\",$I27=12),Reference!$B$134,(IF(AND($F27=\"High\",$I27=12),Reference!$B$135,(IF(AND($F27=\"Standard\",$I27=13),Reference!$B$136,(IF(AND($F27=\"Medium\",$I27=13),Reference!$B$137,(IF(AND($F27=\"High\",$I27=13),Reference!$B$138,(IF(AND($F27=\"Standard\",$I27=16),Reference!$B$139,(IF(AND($F27=\"Medium\",$I27=16),Reference!$B$140,(IF(AND($F27=\"High\",$I27=16),Reference!$B$141,(IF(AND($F27=\"Standard\",$I27=17),Reference!$B$139,(IF(AND($F27=\"Medium\",$I27=17),Reference!$B$140,(IF(AND($F27=\"High\",$I27=17),Reference!$B$141,(IF(AND($F27=\"Standard\",$I27=18),Reference!$B$142,(IF(AND($F27=\"Medium\",$I27=18),Reference!$B$143,(IF(AND($F27=\"High\",$I27=18),Reference!$B$144,(IF(AND($F27=\"Standard\",$I27=21),Reference!$B$145,(IF(AND($F27=\"Medium\",$I27=21),Reference!$B$146,(IF(AND($F27=\"High\",$I27=21),Reference!$B$147,(IF(AND($F27=\"Standard\",$I27=23),Reference!$B$148,(IF(AND($F27=\"Medium\",$I27=23),Reference!$B$149,(IF(AND($F27=\"High\",$I27=23),Reference!$B$150,0))))))))))))))))))))))))))))))))))))))))))))))))))))))))))))))))))))))))))))))))))))),0)),(IF($G27>0,((IF(AND($F27=\"Standard\",$I27=2),Reference!$B$91,(IF(AND($F27=\"Medium\",$I27=2),Reference!$B$92,(IF(AND($F27=\"High\",$I27=2),Reference!$B$93,(IF(AND($F27=\"Standard\",$I27=3),Reference!$B$91,(IF(AND($F27=\"Medium\",$I27=3),Reference!$B$92,(IF(AND($F27=\"High\",$I27=3),Reference!$B$93,(IF(AND($F27=\"Standard\",$I27=4),Reference!$B$94,(IF(AND($F27=\"Medium\",$I27=4),Reference!$B$95,(IF(AND($F27=\"High\",$I27=4),Reference!$B$96,(IF(AND($F27=\"Standard\",$I27=7),Reference!$B$97,(IF(AND($F27=\"Medium\",$I27=7),Reference!$B$98,(IF(AND($F27=\"High\",$I27=7),Reference!$B$99,(IF(AND($F27=\"Standard\",$I27=8),Reference!$B$97,(IF(AND($F27=\"Medium\",$I27=8),Reference!$B$98,(IF(AND($F27=\"High\",$I27=8),Reference!$B$99,(IF(AND($F27=\"Standard\",$I27=9),Reference!$B$100,(IF(AND($F27=\"Medium\",$I27=9),Reference!$B$101,(IF(AND($F27=\"High\",$I27=9),Reference!$B$102,(IF(AND($F27=\"Standard\",$I27=11),Reference!$B$103,(IF(AND($F27=\"Medium\",$I27=11),Reference!$B$104,(IF(AND($F27=\"High\",$I27=11),Reference!$B$105,(IF(AND($F27=\"Standard\",$I27=12),Reference!$B$103,(IF(AND($F27=\"Medium\",$I27=12),Reference!$B$104,(IF(AND($F27=\"High\",$I27=12),Reference!$B$105,(IF(AND($F27=\"Standard\",$I27=13),Reference!$B$106,(IF(AND($F27=\"Medium\",$I27=13),Reference!$B$107,(IF(AND($F27=\"High\",$I27=13),Reference!$B$108,(IF(AND($F27=\"Standard\",$I27=16),Reference!$B$109,(IF(AND($F27=\"Medium\",$I27=16),Reference!$B$110,(IF(AND($F27=\"High\",$I27=16),Reference!$B$111,(IF(AND($F27=\"Standard\",$I27=17),Reference!$B$109,(IF(AND($F27=\"Medium\",$I27=17),Reference!$B$110,(IF(AND($F27=\"High\",$I27=17),Reference!$B$111,(IF(AND($F27=\"Standard\",$I27=18),Reference!$B$112,(IF(AND($F27=\"Medium\",$I27=18),Reference!$B$113,(IF(AND($F27=\"High\",$I27=18),Reference!$B$114,(IF(AND($F27=\"Standard\",$I27=21),Reference!$B$115,(IF(AND($F27=\"Medium\",$I27=21),Reference!$B$116,(IF(AND($F27=\"High\",$I27=21),Reference!$B$117,(IF(AND($F27=\"Standard\",$I27=23),Reference!$B$118,(IF(AND($F27=\"Medium\",$I27=23),Reference!$B$119,(IF(AND($F27=\"High\",$I27=23),Reference!$B$120,0))))))))))))))))))))))))))))))))))))))))))))))))))))))))))))))))))))))))))))))))))))),0)))","v":0},{"$f":"IF($D$3=\"UL\",(IF($G27>0,((IF(AND($F27=\"Standard\",$I27=2),Reference!$C$121,(IF(AND($F27=\"Medium\",$I27=2),Reference!$C$122,(IF(AND($F27=\"High\",$I27=2),Reference!$C$123,(IF(AND($F27=\"Standard\",$I27=3),Reference!$C$121,(IF(AND($F27=\"Medium\",$I27=3),Reference!$C$122,(IF(AND($F27=\"High\",$I27=3),Reference!$C$123,(IF(AND($F27=\"Standard\",$I27=4),Reference!$C$124,(IF(AND($F27=\"Medium\",$I27=4),Reference!$C$125,(IF(AND($F27=\"High\",$I27=4),Reference!$C$126,(IF(AND($F27=\"Standard\",$I27=7),Reference!$C$127,(IF(AND($F27=\"Medium\",$I27=7),Reference!$C$128,(IF(AND($F27=\"High\",$I27=7),Reference!$C$129,(IF(AND($F27=\"Standard\",$I27=8),Reference!$C$97,(IF(AND($F27=\"Medium\",$I27=8),Reference!$C$98,(IF(AND($F27=\"High\",$I27=8),Reference!$C$99,(IF(AND($F27=\"Standard\",$I27=9),Reference!$C$130,(IF(AND($F27=\"Medium\",$I27=9),Reference!$C$131,(IF(AND($F27=\"High\",$I27=9),Reference!$C$132,(IF(AND($F27=\"Standard\",$I27=11),Reference!$C$133,(IF(AND($F27=\"Medium\",$I27=11),Reference!$C$134,(IF(AND($F27=\"High\",$I27=11),Reference!$C$135,(IF(AND($F27=\"Standard\",$I27=12),Reference!$C$133,(IF(AND($F27=\"Medium\",$I27=12),Reference!$C$134,(IF(AND($F27=\"High\",$I27=12),Reference!$C$135,(IF(AND($F27=\"Standard\",$I27=13),Reference!$C$136,(IF(AND($F27=\"Medium\",$I27=13),Reference!$C$137,(IF(AND($F27=\"High\",$I27=13),Reference!$C$138,(IF(AND($F27=\"Standard\",$I27=16),Reference!$C$139,(IF(AND($F27=\"Medium\",$I27=16),Reference!$C$140,(IF(AND($F27=\"High\",$I27=16),Reference!$C$141,(IF(AND($F27=\"Standard\",$I27=17),Reference!$C$139,(IF(AND($F27=\"Medium\",$I27=17),Reference!$C$140,(IF(AND($F27=\"High\",$I27=17),Reference!$C$141,(IF(AND($F27=\"Standard\",$I27=18),Reference!$C$142,(IF(AND($F27=\"Medium\",$I27=18),Reference!$C$143,(IF(AND($F27=\"High\",$I27=18),Reference!$C$144,(IF(AND($F27=\"Standard\",$I27=21),Reference!$C$145,(IF(AND($F27=\"Medium\",$I27=21),Reference!$C$146,(IF(AND($F27=\"High\",$I27=21),Reference!$C$147,(IF(AND($F27=\"Standard\",$I27=23),Reference!$C$148,(IF(AND($F27=\"Medium\",$I27=23),Reference!$C$149,(IF(AND($F27=\"High\",$I27=23),Reference!$C$150,0))))))))))))))))))))))))))))))))))))))))))))))))))))))))))))))))))))))))))))))))))))),0)),(IF($G27>0,((IF(AND($F27=\"Standard\",$I27=2),Reference!$C$91,(IF(AND($F27=\"Medium\",$I27=2),Reference!$C$92,(IF(AND($F27=\"High\",$I27=2),Reference!$C$93,(IF(AND($F27=\"Standard\",$I27=3),Reference!$C$91,(IF(AND($F27=\"Medium\",$I27=3),Reference!$C$92,(IF(AND($F27=\"High\",$I27=3),Reference!$C$93,(IF(AND($F27=\"Standard\",$I27=4),Reference!$C$94,(IF(AND($F27=\"Medium\",$I27=4),Reference!$C$95,(IF(AND($F27=\"High\",$I27=4),Reference!$C$96,(IF(AND($F27=\"Standard\",$I27=7),Reference!$C$97,(IF(AND($F27=\"Medium\",$I27=7),Reference!$C$98,(IF(AND($F27=\"High\",$I27=7),Reference!$C$99,(IF(AND($F27=\"Standard\",$I27=8),Reference!$C$97,(IF(AND($F27=\"Medium\",$I27=8),Reference!$C$98,(IF(AND($F27=\"High\",$I27=8),Reference!$C$99,(IF(AND($F27=\"Standard\",$I27=9),Reference!$C$100,(IF(AND($F27=\"Medium\",$I27=9),Reference!$C$101,(IF(AND($F27=\"High\",$I27=9),Reference!$C$102,(IF(AND($F27=\"Standard\",$I27=11),Reference!$C$103,(IF(AND($F27=\"Medium\",$I27=11),Reference!$C$104,(IF(AND($F27=\"High\",$I27=11),Reference!$C$105,(IF(AND($F27=\"Standard\",$I27=12),Reference!$C$103,(IF(AND($F27=\"Medium\",$I27=12),Reference!$C$104,(IF(AND($F27=\"High\",$I27=12),Reference!$C$105,(IF(AND($F27=\"Standard\",$I27=13),Reference!$C$106,(IF(AND($F27=\"Medium\",$I27=13),Reference!$C$107,(IF(AND($F27=\"High\",$I27=13),Reference!$C$108,(IF(AND($F27=\"Standard\",$I27=16),Reference!$C$109,(IF(AND($F27=\"Medium\",$I27=16),Reference!$C$110,(IF(AND($F27=\"High\",$I27=16),Reference!$C$111,(IF(AND($F27=\"Standard\",$I27=17),Reference!$C$109,(IF(AND($F27=\"Medium\",$I27=17),Reference!$C$110,(IF(AND($F27=\"High\",$I27=17),Reference!$C$111,(IF(AND($F27=\"Standard\",$I27=18),Reference!$C$112,(IF(AND($F27=\"Medium\",$I27=18),Reference!$C$113,(IF(AND($F27=\"High\",$I27=18),Reference!$C$114,(IF(AND($F27=\"Standard\",$I27=21),Reference!$C$115,(IF(AND($F27=\"Medium\",$I27=21),Reference!$C$116,(IF(AND($F27=\"High\",$I27=21),Reference!$C$117,(IF(AND($F27=\"Standard\",$I27=23),Reference!$C$118,(IF(AND($F27=\"Medium\",$I27=23),Reference!$C$119,(IF(AND($F27=\"High\",$I27=23),Reference!$C$120,0))))))))))))))))))))))))))))))))))))))))))))))))))))))))))))))))))))))))))))))))))))),0)))","v":0},{"$f":"IF($D$3=\"UL\",(IF($G27>0,((IF(AND($F27=\"Standard\",$I27=2),Reference!$D$121,(IF(AND($F27=\"Medium\",$I27=2),Reference!$D$122,(IF(AND($F27=\"High\",$I27=2),Reference!$D$123,(IF(AND($F27=\"Standard\",$I27=3),Reference!$D$121,(IF(AND($F27=\"Medium\",$I27=3),Reference!$D$122,(IF(AND($F27=\"High\",$I27=3),Reference!$D$123,(IF(AND($F27=\"Standard\",$I27=4),Reference!$D$124,(IF(AND($F27=\"Medium\",$I27=4),Reference!$D$125,(IF(AND($F27=\"High\",$I27=4),Reference!$D$126,(IF(AND($F27=\"Standard\",$I27=7),Reference!$D$127,(IF(AND($F27=\"Medium\",$I27=7),Reference!$D$128,(IF(AND($F27=\"High\",$I27=7),Reference!$D$129,(IF(AND($F27=\"Standard\",$I27=8),Reference!$D$97,(IF(AND($F27=\"Medium\",$I27=8),Reference!$D$98,(IF(AND($F27=\"High\",$I27=8),Reference!$D$99,(IF(AND($F27=\"Standard\",$I27=9),Reference!$D$130,(IF(AND($F27=\"Medium\",$I27=9),Reference!$D$131,(IF(AND($F27=\"High\",$I27=9),Reference!$D$132,(IF(AND($F27=\"Standard\",$I27=11),Reference!$D$133,(IF(AND($F27=\"Medium\",$I27=11),Reference!$D$134,(IF(AND($F27=\"High\",$I27=11),Reference!$D$135,(IF(AND($F27=\"Standard\",$I27=12),Reference!$D$133,(IF(AND($F27=\"Medium\",$I27=12),Reference!$D$134,(IF(AND($F27=\"High\",$I27=12),Reference!$D$135,(IF(AND($F27=\"Standard\",$I27=13),Reference!$D$136,(IF(AND($F27=\"Medium\",$I27=13),Reference!$D$137,(IF(AND($F27=\"High\",$I27=13),Reference!$D$138,(IF(AND($F27=\"Standard\",$I27=16),Reference!$D$139,(IF(AND($F27=\"Medium\",$I27=16),Reference!$D$140,(IF(AND($F27=\"High\",$I27=16),Reference!$D$141,(IF(AND($F27=\"Standard\",$I27=17),Reference!$D$139,(IF(AND($F27=\"Medium\",$I27=17),Reference!$D$140,(IF(AND($F27=\"High\",$I27=17),Reference!$D$141,(IF(AND($F27=\"Standard\",$I27=18),Reference!$D$142,(IF(AND($F27=\"Medium\",$I27=18),Reference!$D$143,(IF(AND($F27=\"High\",$I27=18),Reference!$D$144,(IF(AND($F27=\"Standard\",$I27=21),Reference!$D$145,(IF(AND($F27=\"Medium\",$I27=21),Reference!$D$146,(IF(AND($F27=\"High\",$I27=21),Reference!$D$147,(IF(AND($F27=\"Standard\",$I27=23),Reference!$D$148,(IF(AND($F27=\"Medium\",$I27=23),Reference!$D$149,(IF(AND($F27=\"High\",$I27=23),Reference!$D$150,0))))))))))))))))))))))))))))))))))))))))))))))))))))))))))))))))))))))))))))))))))))),0)),(IF($G27>0,((IF(AND($F27=\"Standard\",$I27=2),Reference!$D$91,(IF(AND($F27=\"Medium\",$I27=2),Reference!$D$92,(IF(AND($F27=\"High\",$I27=2),Reference!$D$93,(IF(AND($F27=\"Standard\",$I27=3),Reference!$D$91,(IF(AND($F27=\"Medium\",$I27=3),Reference!$D$92,(IF(AND($F27=\"High\",$I27=3),Reference!$D$93,(IF(AND($F27=\"Standard\",$I27=4),Reference!$D$94,(IF(AND($F27=\"Medium\",$I27=4),Reference!$D$95,(IF(AND($F27=\"High\",$I27=4),Reference!$D$96,(IF(AND($F27=\"Standard\",$I27=7),Reference!$D$97,(IF(AND($F27=\"Medium\",$I27=7),Reference!$D$98,(IF(AND($F27=\"High\",$I27=7),Reference!$D$99,(IF(AND($F27=\"Standard\",$I27=8),Reference!$D$97,(IF(AND($F27=\"Medium\",$I27=8),Reference!$D$98,(IF(AND($F27=\"High\",$I27=8),Reference!$D$99,(IF(AND($F27=\"Standard\",$I27=9),Reference!$D$100,(IF(AND($F27=\"Medium\",$I27=9),Reference!$D$101,(IF(AND($F27=\"High\",$I27=9),Reference!$D$102,(IF(AND($F27=\"Standard\",$I27=11),Reference!$D$103,(IF(AND($F27=\"Medium\",$I27=11),Reference!$D$104,(IF(AND($F27=\"High\",$I27=11),Reference!$D$105,(IF(AND($F27=\"Standard\",$I27=12),Reference!$D$103,(IF(AND($F27=\"Medium\",$I27=12),Reference!$D$104,(IF(AND($F27=\"High\",$I27=12),Reference!$D$105,(IF(AND($F27=\"Standard\",$I27=13),Reference!$D$106,(IF(AND($F27=\"Medium\",$I27=13),Reference!$D$107,(IF(AND($F27=\"High\",$I27=13),Reference!$D$108,(IF(AND($F27=\"Standard\",$I27=16),Reference!$D$109,(IF(AND($F27=\"Medium\",$I27=16),Reference!$D$110,(IF(AND($F27=\"High\",$I27=16),Reference!$D$111,(IF(AND($F27=\"Standard\",$I27=17),Reference!$D$109,(IF(AND($F27=\"Medium\",$I27=17),Reference!$D$110,(IF(AND($F27=\"High\",$I27=17),Reference!$D$111,(IF(AND($F27=\"Standard\",$I27=18),Reference!$D$112,(IF(AND($F27=\"Medium\",$I27=18),Reference!$D$113,(IF(AND($F27=\"High\",$I27=18),Reference!$D$114,(IF(AND($F27=\"Standard\",$I27=21),Reference!$D$115,(IF(AND($F27=\"Medium\",$I27=21),Reference!$D$116,(IF(AND($F27=\"High\",$I27=21),Reference!$D$117,(IF(AND($F27=\"Standard\",$I27=23),Reference!$D$118,(IF(AND($F27=\"Medium\",$I27=23),Reference!$D$119,(IF(AND($F27=\"High\",$I27=23),Reference!$D$120,0))))))))))))))))))))))))))))))))))))))))))))))))))))))))))))))))))))))))))))))))))))),0)))","v":0},0,0,0,null,"No",0,0,0,0,{"$f":"IF($AN27=\"Yes\",IF($AO27=1,Reference!#REF!,IF($AO27=2,Reference!#REF!,IF($AO27=3,Reference!#REF!,0))),(IF($AP27=1,IF($AR27=2,Reference!$C$194,IF($AR27=3,Reference!$C$196,IF($AR27=4,Reference!$C$198,0))),IF($AP27=2,IF($AR27=3,Reference!$C$195,IF($AR27=4,Reference!$C$197,IF($AR27=5,Reference!$C$199,0))),0))))","v":0},{"$f":"IF(AN27=\"Yes\",IF($AO27=1,Reference!#REF!,IF($AO27=2,Reference!#REF!,IF($AO27=3,Reference!#REF!,0))),(IF($AP27=1,IF($AR27=2,Reference!$E$194,IF($AR27=3,Reference!$E$196,IF($AR27=4,Reference!$E$198,0))),IF($AP27=2,IF($AR27=3,Reference!$E$195,IF($AR27=4,Reference!$E$197,IF($AR27=5,Reference!$E$199,0))),0))))","v":0},{"$f":"IF($AN27=\"Yes\",IF($AO27=1,Reference!#REF!,IF($AO27=2,Reference!#REF!,IF($AO27=3,Reference!#REF!,0))),(IF($AP27=1,IF($AR27=2,Reference!$D$194,IF($AR27=3,Reference!$D$196,IF($AR27=4,Reference!$D$198,0))),IF($AP27=2,IF($AR27=3,Reference!$D$195,IF($AR27=4,Reference!$D$197,IF($AR27=5,Reference!$D$199,0))),0))))","v":0},0,null,0,0,null,{"$f":"IF($AX27=\"Yes\",(IF($AZ27=\"NU2\",Reference!$B$221,IF($AZ27=\"NU2D\",Reference!$B$222,IF($AZ27=\"NU5N\",Reference!$B$223,IF($AZ27=\"NU5DN\",Reference!$B$224,IF($AZ27=\"NU5DOData\",Reference!$B$225,IF($AZ27=\"NU5DOFD\",Reference!$B$227,\"\"))))))),0)","v":0},{"$f":"IF($AX27=\"Yes\",(IF($AZ27=\"NU2\",Reference!$D$221,IF($AZ27=\"NU2D\",Reference!$D$222,IF($AZ27=\"NU5N\",Reference!$D$223,IF($AZ27=\"NU5DN\",Reference!$D$224,IF($AZ27=\"NU5DOData\",Reference!$D$225,IF($AZ27=\"NU5DOFD\",Reference!$D$227,0))))))),0)","v":0},{"$f":"IF($AX27=\"Yes\",(IF($AZ27=\"NU2\",Reference!$E$221,IF($AZ27=\"NU2D\",Reference!$E$222,IF($AZ27=\"NU5N\",Reference!$E$223,IF($AZ27=\"NU5DN\",Reference!$E$224,IF($AZ27=\"NU5DOData\",Reference!$E$225,IF($AZ27=\"NU5DOFD\",Reference!$E$227,IF($AZ27=\"NU5DF\",Reference!$E$226,0)))))))),0)","v":0},null,null,null,0,{"$f":"IF($BE27=\"AD-10-1960\",Reference!$G$232,IF($BE27=\"AD-10-1963\",Reference!$G$233,IF($BE27=\"AD-10-1966\",Reference!$G$237,IF($BE27=\"AD-10-1975\",Reference!$G$237,IF($BE27=\"AD-10-1980\",Reference!$G$238,IF($BE27=\"AD-10-2000\",Reference!$G$235,IF($BE27=\"AD-10-2010\",Reference!$G$236,\"\")))))))","v":""},{"$f":"IF($BE27=\"AD-10-1960\",Reference!$F$232,IF($BE27=\"AD-10-1963\",Reference!$F$233,IF($BE27=\"AD-10-1966\",Reference!$F$237,IF($BE27=\"AD-10-1975\",Reference!$F$237,IF($BE27=\"AD-10-1980\",Reference!$F$238,IF($BE27=\"AD-10-2000\",Reference!$F$235,IF($BE27=\"AD-10-2010\",Reference!$F$236,\"\")))))))","v":""},{"$f":"IF($BE27=\"AD-10-1960\",Reference!$E$232,IF($BE27=\"AD-10-1963\",Reference!$E$233,IF($BE27=\"AD-10-1966\",Reference!$E$237,IF($BE27=\"AD-10-1975\",Reference!$E$237,IF($BE27=\"AD-10-1980\",Reference!$E$238,IF($BE27=\"AD-10-2000\",Reference!$E$235,IF($BE27=\"AD-10-2010\",Reference!$E$236,\"\")))))))","v":""},null,0,{"$f":"(IF($D27>0,(IF($BL27=\"AD-05-5400\",'Battery Consumption'!$D$5,IF($BL27=\"AD-05-5410\",'Battery Consumption'!$D$6,IF($BL27=\"AD-05-5405\",'Battery Consumption'!$D$7,IF($BL27=\"AD-05-5415\",'Battery Consumption'!$D$8,IF($BL27=\"AD-05-5425\",'Battery Consumption'!$D$9,IF($BL27=\"AD-05-5420\",'Battery Consumption'!$D$10,IF($BL27=\"AD-05-5430\",'Battery Consumption'!$D$11,IF($BL27=\"AD-05-5440\",'Battery Consumption'!$D$12,IF($BL27=\"AD-05-5435\",'Battery Consumption'!$D$13,IF($BL27=\"AD-05-5445\",'Battery Consumption'!$D$14,IF($BL27=\"AD-05-5455\",'Battery Consumption'!$D$15,IF($BL27=\"AD-05-5450\",'Battery Consumption'!$D$16,IF($BL27=\"AD-05-5460\",'Battery Consumption'!$D$17,IF($BL27=\"AD-05-5465\",'Battery Consumption'!$D$18,IF($BL27=\"AD-05-5470\",'Battery Consumption'!$D$19,IF($BL27=\"AD-05-5401\",'Battery Consumption'!$D$20,IF($BL27=\"AD-05-5413\",'Battery Consumption'!$D$21,IF($BL27=\"AD-05-5406\",'Battery Consumption'!$D$22,IF($BL27=\"AD-05-5416\",'Battery Consumption'!$D$23,IF($BL27=\"AD-05-5426\",'Battery Consumption'!$D$24,IF($BL27=\"AD-05-5421\",'Battery Consumption'!$D$25,IF($BL27=\"AD-05-5432\",'Battery Consumption'!$D$26,IF($BL27=\"AD-05-5441\",'Battery Consumption'!$D$27,IF($BL27=\"AD-05-5437\",'Battery Consumption'!$D$28,IF($BL27=\"AD-05-5446\",'Battery Consumption'!$D$29,IF($BL27=\"AD-05-5456\",'Battery Consumption'!$D$30,IF($BL27=\"AD-05-5451\",'Battery Consumption'!$D$31,IF($BL27=\"AD-05-5461\",'Battery Consumption'!$D$32,IF($BL27=\"AD-05-5471\",'Battery Consumption'!$D$33,IF($BL27=\"AD-05-5466\",'Battery Consumption'!$D$34,0))))))))))))))))))))))))))))))),0))","v":0},0,{"$f":"(IF($D27>0,(IF($BL27=\"AD-05-5400\",'Battery Consumption'!$E$5,IF($BL27=\"AD-05-5410\",'Battery Consumption'!$E$6,IF($BL27=\"AD-05-5405\",'Battery Consumption'!$E$7,IF($BL27=\"AD-05-5415\",'Battery Consumption'!$E$8,IF($BL27=\"AD-05-5425\",'Battery Consumption'!$E$9,IF($BL27=\"AD-05-5420\",'Battery Consumption'!$E$10,IF($BL27=\"AD-05-5430\",'Battery Consumption'!$E$11,IF($BL27=\"AD-05-5440\",'Battery Consumption'!$E$12,IF($BL27=\"AD-05-5435\",'Battery Consumption'!$E$13,IF($BL27=\"AD-05-5445\",'Battery Consumption'!$E$14,IF($BL27=\"AD-05-5455\",'Battery Consumption'!$E$15,IF($BL27=\"AD-05-5450\",'Battery Consumption'!$E$16,IF($BL27=\"AD-05-5460\",'Battery Consumption'!$E$17,IF($BL27=\"AD-05-5465\",'Battery Consumption'!$E$18,IF($BL27=\"AD-05-5470\",'Battery Consumption'!$E$19,IF($BL27=\"AD-05-5401\",'Battery Consumption'!$E$20,IF($BL27=\"AD-05-5413\",'Battery Consumption'!$E$21,IF($BL27=\"AD-05-5406\",'Battery Consumption'!$E$22,IF($BL27=\"AD-05-5416\",'Battery Consumption'!$E$23,IF($BL27=\"AD-05-5426\",'Battery Consumption'!$E$24,IF($BL27=\"AD-05-5421\",'Battery Consumption'!$E$25,IF($BL27=\"AD-05-5432\",'Battery Consumption'!$E$26,IF($BL27=\"AD-05-5441\",'Battery Consumption'!$E$27,IF($BL27=\"AD-05-5437\",'Battery Consumption'!$E$28,IF($BL27=\"AD-05-5446\",'Battery Consumption'!$E$29,IF($BL27=\"AD-05-5456\",'Battery Consumption'!$E$30,IF($BL27=\"AD-05-5451\",'Battery Consumption'!$E$31,IF($BL27=\"AD-05-5461\",'Battery Consumption'!$E$32,IF($BL27=\"AD-05-5471\",'Battery Consumption'!$E$33,IF($BL27=\"AD-05-5466\",'Battery Consumption'!$E$34,0))))))))))))))))))))))))))))))),0))","v":0},0,0,{"$f":"IF($D27>0,(IF($BQ27<12,Reference!$J$259,IF($BQ27<24,Reference!$J$260,IF($BQ27<65,Reference!$J$260,\"Get your own\")))),0)","v":0},{"$f":"IF($D27>0,(IF($BQ27<12,Reference!$F$259,IF($BQ27<24,Reference!$F$260,IF($BQ27<65,Reference!$F$260,\"Get your own\")))),0)","v":0},{"$f":"IF($D27>0,(IF($BQ27<12,Reference!$H$259,IF($BQ27<24,Reference!$H$260,IF($BQ27<65,Reference!$H$260,\"Get your own\")))),0)","v":0},null,0,null,null,"AD-05-5421","Net-ProSens UL Freeze-TP3",0,"UL"]
[22,null,null,null,null,null,0,0,0,0,0,0,0,0,0,null,{"$f":"IF($D$3=\"UL\",(IF(AND($G28=1,$H28=1),Reference!$C$53,IF(AND($G28=2,$H28=1),Reference!$C$54,IF(AND($G28=3,$H28=1),Reference!$C$55,IF(AND($G28=1,$H28=2),Reference!$C$56,IF(AND($G28=2,$H28=2),Reference!$C$57,IF(AND($G28=3,$H28=2),Reference!$C$58,IF(AND($G28=1,$H28=3),Reference!$C$59,IF(AND($G28=2,$H28=3),Reference!$C$60,IF(AND($G28=3,$H28=3),Reference!$C$61,IF(AND($G28=1,$H28=4),Reference!$C$62,IF(AND($G28=2,$H28=4),Reference!$C$63,IF(AND($G28=3,$H28=4),Reference!$C$64,IF(AND($G28=1,$H28=5),Reference!$C$65,IF(AND($G28=2,$H28=5),Reference!$C$66,IF(AND($G28=3,$H28=5),Reference!$C$67,0)))))))))))))))),(IF(AND($G28=1,$H28=1),Reference!$C$38,IF(AND($G28=2,$H28=1),Reference!$C$39,IF(AND($G28=3,$H28=1),Reference!$C$40,IF(AND($G28=1,$H28=2),Reference!$C$41,IF(AND($G28=2,$H28=2),Reference!$C$42,IF(AND($G28=3,$H28=2),Reference!$C$43,IF(AND($G28=1,$H28=3),Reference!$C$44,IF(AND($G28=2,$H28=3),Reference!$C$45,IF(AND($G28=3,$H28=3),Reference!$C$46,IF(AND($G28=1,$H28=4),Reference!$C$47,IF(AND($G28=2,$H28=4),Reference!$C$48,IF(AND($G28=3,$H28=4),Reference!$C$49,IF(AND($G28=1,$H28=5),Reference!$C$50,IF(AND($G28=2,$H28=5),Reference!$C$51,IF(AND($G28=3,$H28=5),Reference!$C$52,0)))))))))))))))))","v":0},{"$f":"IF($D$3=\"UL\",(IF(AND($G28=1,$H28=1),Reference!$B$53,IF(AND($G28=2,$H28=1),Reference!$B$54,IF(AND($G28=3,$H28=1),Reference!$B$55,IF(AND($G28=1,$H28=2),Reference!$B$56,IF(AND($G28=2,$H28=2),Reference!$B$57,IF(AND($G28=3,$H28=2),Reference!$B$58,IF(AND($G28=1,$H28=3),Reference!$B$59,IF(AND($G28=2,$H28=3),Reference!$B$60,IF(AND($G28=3,$H28=3),Reference!$B$61,IF(AND($G28=1,$H28=4),Reference!$B$62,IF(AND($G28=2,$H28=4),Reference!$B$63,IF(AND($G28=3,$H28=4),Reference!$B$64,IF(AND($G28=1,$H28=5),Reference!$B$65,IF(AND($G28=2,$H28=5),Reference!$B$66,IF(AND($G28=3,$H28=5),Reference!$B$67,0)))))))))))))))),(IF(AND($G28=1,$H28=1),Reference!$B$38,IF(AND($G28=2,$H28=1),Reference!$B$39,IF(AND($G28=3,$H28=1),Reference!$B$40,IF(AND($G28=1,$H28=2),Reference!$B$41,IF(AND($G28=2,$H28=2),Reference!$B$42,IF(AND($G28=3,$H28=2),Reference!$B$43,IF(AND($G28=1,$H28=3),Reference!$B$44,IF(AND($G28=2,$H28=3),Reference!$B$45,IF(AND($G28=3,$H28=3),Reference!$B$46,IF(AND($G28=1,$H28=4),Reference!$B$47,IF(AND($G28=2,$H28=4),Reference!$B$48,IF(AND($G28=3,$H28=4),Reference!$B$49,IF(AND($G28=1,$H28=5),Reference!$B$50,IF(AND($G28=2,$H28=5),Reference!$B$51,IF(AND($G28=3,$H28=5),Reference!$B$52,0)))))))))))))))))","v":0},0,0,null,0,0,null,null,null,null,null,0,0,null,null,{"$f":"IF($D$3=\"UL\",(IF($G28>0,((IF(AND($F28=\"Standard\",$I28=2),Reference!$B$121,(IF(AND($F28=\"Medium\",$I28=2),Reference!$B$122,(IF(AND($F28=\"High\",$I28=2),Reference!$B$123,(IF(AND($F28=\"Standard\",$I28=3),Reference!$B$121,(IF(AND($F28=\"Medium\",$I28=3),Reference!$B$122,(IF(AND($F28=\"High\",$I28=3),Reference!$B$123,(IF(AND($F28=\"Standard\",$I28=4),Reference!$B$124,(IF(AND($F28=\"Medium\",$I28=4),Reference!$B$125,(IF(AND($F28=\"High\",$I28=4),Reference!$B$126,(IF(AND($F28=\"Standard\",$I28=7),Reference!$B$127,(IF(AND($F28=\"Medium\",$I28=7),Reference!$B$128,(IF(AND($F28=\"High\",$I28=7),Reference!$B$129,(IF(AND($F28=\"Standard\",$I28=8),Reference!$B$97,(IF(AND($F28=\"Medium\",$I28=8),Reference!$B$98,(IF(AND($F28=\"High\",$I28=8),Reference!$B$99,(IF(AND($F28=\"Standard\",$I28=9),Reference!$B$130,(IF(AND($F28=\"Medium\",$I28=9),Reference!$B$131,(IF(AND($F28=\"High\",$I28=9),Reference!$B$132,(IF(AND($F28=\"Standard\",$I28=11),Reference!$B$133,(IF(AND($F28=\"Medium\",$I28=11),Reference!$B$134,(IF(AND($F28=\"High\",$I28=11),Reference!$B$135,(IF(AND($F28=\"Standard\",$I28=12),Reference!$B$133,(IF(AND($F28=\"Medium\",$I28=12),Reference!$B$134,(IF(AND($F28=\"High\",$I28=12),Reference!$B$135,(IF(AND($F28=\"Standard\",$I28=13),Reference!$B$136,(IF(AND($F28=\"Medium\",$I28=13),Reference!$B$137,(IF(AND($F28=\"High\",$I28=13),Reference!$B$138,(IF(AND($F28=\"Standard\",$I28=16),Reference!$B$139,(IF(AND($F28=\"Medium\",$I28=16),Reference!$B$140,(IF(AND($F28=\"High\",$I28=16),Reference!$B$141,(IF(AND($F28=\"Standard\",$I28=17),Reference!$B$139,(IF(AND($F28=\"Medium\",$I28=17),Reference!$B$140,(IF(AND($F28=\"High\",$I28=17),Reference!$B$141,(IF(AND($F28=\"Standard\",$I28=18),Reference!$B$142,(IF(AND($F28=\"Medium\",$I28=18),Reference!$B$143,(IF(AND($F28=\"High\",$I28=18),Reference!$B$144,(IF(AND($F28=\"Standard\",$I28=21),Reference!$B$145,(IF(AND($F28=\"Medium\",$I28=21),Reference!$B$146,(IF(AND($F28=\"High\",$I28=21),Reference!$B$147,(IF(AND($F28=\"Standard\",$I28=23),Reference!$B$148,(IF(AND($F28=\"Medium\",$I28=23),Reference!$B$149,(IF(AND($F28=\"High\",$I28=23),Reference!$B$150,0))))))))))))))))))))))))))))))))))))))))))))))))))))))))))))))))))))))))))))))))))))),0)),(IF($G28>0,((IF(AND($F28=\"Standard\",$I28=2),Reference!$B$91,(IF(AND($F28=\"Medium\",$I28=2),Reference!$B$92,(IF(AND($F28=\"High\",$I28=2),Reference!$B$93,(IF(AND($F28=\"Standard\",$I28=3),Reference!$B$91,(IF(AND($F28=\"Medium\",$I28=3),Reference!$B$92,(IF(AND($F28=\"High\",$I28=3),Reference!$B$93,(IF(AND($F28=\"Standard\",$I28=4),Reference!$B$94,(IF(AND($F28=\"Medium\",$I28=4),Reference!$B$95,(IF(AND($F28=\"High\",$I28=4),Reference!$B$96,(IF(AND($F28=\"Standard\",$I28=7),Reference!$B$97,(IF(AND($F28=\"Medium\",$I28=7),Reference!$B$98,(IF(AND($F28=\"High\",$I28=7),Reference!$B$99,(IF(AND($F28=\"Standard\",$I28=8),Reference!$B$97,(IF(AND($F28=\"Medium\",$I28=8),Reference!$B$98,(IF(AND($F28=\"High\",$I28=8),Reference!$B$99,(IF(AND($F28=\"Standard\",$I28=9),Reference!$B$100,(IF(AND($F28=\"Medium\",$I28=9),Reference!$B$101,(IF(AND($F28=\"High\",$I28=9),Reference!$B$102,(IF(AND($F28=\"Standard\",$I28=11),Reference!$B$103,(IF(AND($F28=\"Medium\",$I28=11),Reference!$B$104,(IF(AND($F28=\"High\",$I28=11),Reference!$B$105,(IF(AND($F28=\"Standard\",$I28=12),Reference!$B$103,(IF(AND($F28=\"Medium\",$I28=12),Reference!$B$104,(IF(AND($F28=\"High\",$I28=12),Reference!$B$105,(IF(AND($F28=\"Standard\",$I28=13),Reference!$B$106,(IF(AND($F28=\"Medium\",$I28=13),Reference!$B$107,(IF(AND($F28=\"High\",$I28=13),Reference!$B$108,(IF(AND($F28=\"Standard\",$I28=16),Reference!$B$109,(IF(AND($F28=\"Medium\",$I28=16),Reference!$B$110,(IF(AND($F28=\"High\",$I28=16),Reference!$B$111,(IF(AND($F28=\"Standard\",$I28=17),Reference!$B$109,(IF(AND($F28=\"Medium\",$I28=17),Reference!$B$110,(IF(AND($F28=\"High\",$I28=17),Reference!$B$111,(IF(AND($F28=\"Standard\",$I28=18),Reference!$B$112,(IF(AND($F28=\"Medium\",$I28=18),Reference!$B$113,(IF(AND($F28=\"High\",$I28=18),Reference!$B$114,(IF(AND($F28=\"Standard\",$I28=21),Reference!$B$115,(IF(AND($F28=\"Medium\",$I28=21),Reference!$B$116,(IF(AND($F28=\"High\",$I28=21),Reference!$B$117,(IF(AND($F28=\"Standard\",$I28=23),Reference!$B$118,(IF(AND($F28=\"Medium\",$I28=23),Reference!$B$119,(IF(AND($F28=\"High\",$I28=23),Reference!$B$120,0))))))))))))))))))))))))))))))))))))))))))))))))))))))))))))))))))))))))))))))))))))),0)))","v":0},{"$f":"IF($D$3=\"UL\",(IF($G28>0,((IF(AND($F28=\"Standard\",$I28=2),Reference!$C$121,(IF(AND($F28=\"Medium\",$I28=2),Reference!$C$122,(IF(AND($F28=\"High\",$I28=2),Reference!$C$123,(IF(AND($F28=\"Standard\",$I28=3),Reference!$C$121,(IF(AND($F28=\"Medium\",$I28=3),Reference!$C$122,(IF(AND($F28=\"High\",$I28=3),Reference!$C$123,(IF(AND($F28=\"Standard\",$I28=4),Reference!$C$124,(IF(AND($F28=\"Medium\",$I28=4),Reference!$C$125,(IF(AND($F28=\"High\",$I28=4),Reference!$C$126,(IF(AND($F28=\"Standard\",$I28=7),Reference!$C$127,(IF(AND($F28=\"Medium\",$I28=7),Reference!$C$128,(IF(AND($F28=\"High\",$I28=7),Reference!$C$129,(IF(AND($F28=\"Standard\",$I28=8),Reference!$C$97,(IF(AND($F28=\"Medium\",$I28=8),Reference!$C$98,(IF(AND($F28=\"High\",$I28=8),Reference!$C$99,(IF(AND($F28=\"Standard\",$I28=9),Reference!$C$130,(IF(AND($F28=\"Medium\",$I28=9),Reference!$C$131,(IF(AND($F28=\"High\",$I28=9),Reference!$C$132,(IF(AND($F28=\"Standard\",$I28=11),Reference!$C$133,(IF(AND($F28=\"Medium\",$I28=11),Reference!$C$134,(IF(AND($F28=\"High\",$I28=11),Reference!$C$135,(IF(AND($F28=\"Standard\",$I28=12),Reference!$C$133,(IF(AND($F28=\"Medium\",$I28=12),Reference!$C$134,(IF(AND($F28=\"High\",$I28=12),Reference!$C$135,(IF(AND($F28=\"Standard\",$I28=13),Reference!$C$136,(IF(AND($F28=\"Medium\",$I28=13),Reference!$C$137,(IF(AND($F28=\"High\",$I28=13),Reference!$C$138,(IF(AND($F28=\"Standard\",$I28=16),Reference!$C$139,(IF(AND($F28=\"Medium\",$I28=16),Reference!$C$140,(IF(AND($F28=\"High\",$I28=16),Reference!$C$141,(IF(AND($F28=\"Standard\",$I28=17),Reference!$C$139,(IF(AND($F28=\"Medium\",$I28=17),Reference!$C$140,(IF(AND($F28=\"High\",$I28=17),Reference!$C$141,(IF(AND($F28=\"Standard\",$I28=18),Reference!$C$142,(IF(AND($F28=\"Medium\",$I28=18),Reference!$C$143,(IF(AND($F28=\"High\",$I28=18),Reference!$C$144,(IF(AND($F28=\"Standard\",$I28=21),Reference!$C$145,(IF(AND($F28=\"Medium\",$I28=21),Reference!$C$146,(IF(AND($F28=\"High\",$I28=21),Reference!$C$147,(IF(AND($F28=\"Standard\",$I28=23),Reference!$C$148,(IF(AND($F28=\"Medium\",$I28=23),Reference!$C$149,(IF(AND($F28=\"High\",$I28=23),Reference!$C$150,0))))))))))))))))))))))))))))))))))))))))))))))))))))))))))))))))))))))))))))))))))))),0)),(IF($G28>0,((IF(AND($F28=\"Standard\",$I28=2),Reference!$C$91,(IF(AND($F28=\"Medium\",$I28=2),Reference!$C$92,(IF(AND($F28=\"High\",$I28=2),Reference!$C$93,(IF(AND($F28=\"Standard\",$I28=3),Reference!$C$91,(IF(AND($F28=\"Medium\",$I28=3),Reference!$C$92,(IF(AND($F28=\"High\",$I28=3),Reference!$C$93,(IF(AND($F28=\"Standard\",$I28=4),Reference!$C$94,(IF(AND($F28=\"Medium\",$I28=4),Reference!$C$95,(IF(AND($F28=\"High\",$I28=4),Reference!$C$96,(IF(AND($F28=\"Standard\",$I28=7),Reference!$C$97,(IF(AND($F28=\"Medium\",$I28=7),Reference!$C$98,(IF(AND($F28=\"High\",$I28=7),Reference!$C$99,(IF(AND($F28=\"Standard\",$I28=8),Reference!$C$97,(IF(AND($F28=\"Medium\",$I28=8),Reference!$C$98,(IF(AND($F28=\"High\",$I28=8),Reference!$C$99,(IF(AND($F28=\"Standard\",$I28=9),Reference!$C$100,(IF(AND($F28=\"Medium\",$I28=9),Reference!$C$101,(IF(AND($F28=\"High\",$I28=9),Reference!$C$102,(IF(AND($F28=\"Standard\",$I28=11),Reference!$C$103,(IF(AND($F28=\"Medium\",$I28=11),Reference!$C$104,(IF(AND($F28=\"High\",$I28=11),Reference!$C$105,(IF(AND($F28=\"Standard\",$I28=12),Reference!$C$103,(IF(AND($F28=\"Medium\",$I28=12),Reference!$C$104,(IF(AND($F28=\"High\",$I28=12),Reference!$C$105,(IF(AND($F28=\"Standard\",$I28=13),Reference!$C$106,(IF(AND($F28=\"Medium\",$I28=13),Reference!$C$107,(IF(AND($F28=\"High\",$I28=13),Reference!$C$108,(IF(AND($F28=\"Standard\",$I28=16),Reference!$C$109,(IF(AND($F28=\"Medium\",$I28=16),Reference!$C$110,(IF(AND($F28=\"High\",$I28=16),Reference!$C$111,(IF(AND($F28=\"Standard\",$I28=17),Reference!$C$109,(IF(AND($F28=\"Medium\",$I28=17),Reference!$C$110,(IF(AND($F28=\"High\",$I28=17),Reference!$C$111,(IF(AND($F28=\"Standard\",$I28=18),Reference!$C$112,(IF(AND($F28=\"Medium\",$I28=18),Reference!$C$113,(IF(AND($F28=\"High\",$I28=18),Reference!$C$114,(IF(AND($F28=\"Standard\",$I28=21),Reference!$C$115,(IF(AND($F28=\"Medium\",$I28=21),Reference!$C$116,(IF(AND($F28=\"High\",$I28=21),Reference!$C$117,(IF(AND($F28=\"Standard\",$I28=23),Reference!$C$118,(IF(AND($F28=\"Medium\",$I28=23),Reference!$C$119,(IF(AND($F28=\"High\",$I28=23),Reference!$C$120,0))))))))))))))))))))))))))))))))))))))))))))))))))))))))))))))))))))))))))))))))))))),0)))","v":0},{"$f":"IF($D$3=\"UL\",(IF($G28>0,((IF(AND($F28=\"Standard\",$I28=2),Reference!$D$121,(IF(AND($F28=\"Medium\",$I28=2),Reference!$D$122,(IF(AND($F28=\"High\",$I28=2),Reference!$D$123,(IF(AND($F28=\"Standard\",$I28=3),Reference!$D$121,(IF(AND($F28=\"Medium\",$I28=3),Reference!$D$122,(IF(AND($F28=\"High\",$I28=3),Reference!$D$123,(IF(AND($F28=\"Standard\",$I28=4),Reference!$D$124,(IF(AND($F28=\"Medium\",$I28=4),Reference!$D$125,(IF(AND($F28=\"High\",$I28=4),Reference!$D$126,(IF(AND($F28=\"Standard\",$I28=7),Reference!$D$127,(IF(AND($F28=\"Medium\",$I28=7),Reference!$D$128,(IF(AND($F28=\"High\",$I28=7),Reference!$D$129,(IF(AND($F28=\"Standard\",$I28=8),Reference!$D$97,(IF(AND($F28=\"Medium\",$I28=8),Reference!$D$98,(IF(AND($F28=\"High\",$I28=8),Reference!$D$99,(IF(AND($F28=\"Standard\",$I28=9),Reference!$D$130,(IF(AND($F28=\"Medium\",$I28=9),Reference!$D$131,(IF(AND($F28=\"High\",$I28=9),Reference!$D$132,(IF(AND($F28=\"Standard\",$I28=11),Reference!$D$133,(IF(AND($F28=\"Medium\",$I28=11),Reference!$D$134,(IF(AND($F28=\"High\",$I28=11),Reference!$D$135,(IF(AND($F28=\"Standard\",$I28=12),Reference!$D$133,(IF(AND($F28=\"Medium\",$I28=12),Reference!$D$134,(IF(AND($F28=\"High\",$I28=12),Reference!$D$135,(IF(AND($F28=\"Standard\",$I28=13),Reference!$D$136,(IF(AND($F28=\"Medium\",$I28=13),Reference!$D$137,(IF(AND($F28=\"High\",$I28=13),Reference!$D$138,(IF(AND($F28=\"Standard\",$I28=16),Reference!$D$139,(IF(AND($F28=\"Medium\",$I28=16),Reference!$D$140,(IF(AND($F28=\"High\",$I28=16),Reference!$D$141,(IF(AND($F28=\"Standard\",$I28=17),Reference!$D$139,(IF(AND($F28=\"Medium\",$I28=17),Reference!$D$140,(IF(AND($F28=\"High\",$I28=17),Reference!$D$141,(IF(AND($F28=\"Standard\",$I28=18),Reference!$D$142,(IF(AND($F28=\"Medium\",$I28=18),Reference!$D$143,(IF(AND($F28=\"High\",$I28=18),Reference!$D$144,(IF(AND($F28=\"Standard\",$I28=21),Reference!$D$145,(IF(AND($F28=\"Medium\",$I28=21),Reference!$D$146,(IF(AND($F28=\"High\",$I28=21),Reference!$D$147,(IF(AND($F28=\"Standard\",$I28=23),Reference!$D$148,(IF(AND($F28=\"Medium\",$I28=23),Reference!$D$149,(IF(AND($F28=\"High\",$I28=23),Reference!$D$150,0))))))))))))))))))))))))))))))))))))))))))))))))))))))))))))))))))))))))))))))))))))),0)),(IF($G28>0,((IF(AND($F28=\"Standard\",$I28=2),Reference!$D$91,(IF(AND($F28=\"Medium\",$I28=2),Reference!$D$92,(IF(AND($F28=\"High\",$I28=2),Reference!$D$93,(IF(AND($F28=\"Standard\",$I28=3),Reference!$D$91,(IF(AND($F28=\"Medium\",$I28=3),Reference!$D$92,(IF(AND($F28=\"High\",$I28=3),Reference!$D$93,(IF(AND($F28=\"Standard\",$I28=4),Reference!$D$94,(IF(AND($F28=\"Medium\",$I28=4),Reference!$D$95,(IF(AND($F28=\"High\",$I28=4),Reference!$D$96,(IF(AND($F28=\"Standard\",$I28=7),Reference!$D$97,(IF(AND($F28=\"Medium\",$I28=7),Reference!$D$98,(IF(AND($F28=\"High\",$I28=7),Reference!$D$99,(IF(AND($F28=\"Standard\",$I28=8),Reference!$D$97,(IF(AND($F28=\"Medium\",$I28=8),Reference!$D$98,(IF(AND($F28=\"High\",$I28=8),Reference!$D$99,(IF(AND($F28=\"Standard\",$I28=9),Reference!$D$100,(IF(AND($F28=\"Medium\",$I28=9),Reference!$D$101,(IF(AND($F28=\"High\",$I28=9),Reference!$D$102,(IF(AND($F28=\"Standard\",$I28=11),Reference!$D$103,(IF(AND($F28=\"Medium\",$I28=11),Reference!$D$104,(IF(AND($F28=\"High\",$I28=11),Reference!$D$105,(IF(AND($F28=\"Standard\",$I28=12),Reference!$D$103,(IF(AND($F28=\"Medium\",$I28=12),Reference!$D$104,(IF(AND($F28=\"High\",$I28=12),Reference!$D$105,(IF(AND($F28=\"Standard\",$I28=13),Reference!$D$106,(IF(AND($F28=\"Medium\",$I28=13),Reference!$D$107,(IF(AND($F28=\"High\",$I28=13),Reference!$D$108,(IF(AND($F28=\"Standard\",$I28=16),Reference!$D$109,(IF(AND($F28=\"Medium\",$I28=16),Reference!$D$110,(IF(AND($F28=\"High\",$I28=16),Reference!$D$111,(IF(AND($F28=\"Standard\",$I28=17),Reference!$D$109,(IF(AND($F28=\"Medium\",$I28=17),Reference!$D$110,(IF(AND($F28=\"High\",$I28=17),Reference!$D$111,(IF(AND($F28=\"Standard\",$I28=18),Reference!$D$112,(IF(AND($F28=\"Medium\",$I28=18),Reference!$D$113,(IF(AND($F28=\"High\",$I28=18),Reference!$D$114,(IF(AND($F28=\"Standard\",$I28=21),Reference!$D$115,(IF(AND($F28=\"Medium\",$I28=21),Reference!$D$116,(IF(AND($F28=\"High\",$I28=21),Reference!$D$117,(IF(AND($F28=\"Standard\",$I28=23),Reference!$D$118,(IF(AND($F28=\"Medium\",$I28=23),Reference!$D$119,(IF(AND($F28=\"High\",$I28=23),Reference!$D$120,0))))))))))))))))))))))))))))))))))))))))))))))))))))))))))))))))))))))))))))))))))))),0)))","v":0},0,0,0,null,"No",0,0,0,0,{"$f":"IF($AN28=\"Yes\",IF($AO28=1,Reference!#REF!,IF($AO28=2,Reference!#REF!,IF($AO28=3,Reference!#REF!,0))),(IF($AP28=1,IF($AR28=2,Reference!$C$194,IF($AR28=3,Reference!$C$196,IF($AR28=4,Reference!$C$198,0))),IF($AP28=2,IF($AR28=3,Reference!$C$195,IF($AR28=4,Reference!$C$197,IF($AR28=5,Reference!$C$199,0))),0))))","v":0},{"$f":"IF(AN28=\"Yes\",IF($AO28=1,Reference!#REF!,IF($AO28=2,Reference!#REF!,IF($AO28=3,Reference!#REF!,0))),(IF($AP28=1,IF($AR28=2,Reference!$E$194,IF($AR28=3,Reference!$E$196,IF($AR28=4,Reference!$E$198,0))),IF($AP28=2,IF($AR28=3,Reference!$E$195,IF($AR28=4,Reference!$E$197,IF($AR28=5,Reference!$E$199,0))),0))))","v":0},{"$f":"IF($AN28=\"Yes\",IF($AO28=1,Reference!#REF!,IF($AO28=2,Reference!#REF!,IF($AO28=3,Reference!#REF!,0))),(IF($AP28=1,IF($AR28=2,Reference!$D$194,IF($AR28=3,Reference!$D$196,IF($AR28=4,Reference!$D$198,0))),IF($AP28=2,IF($AR28=3,Reference!$D$195,IF($AR28=4,Reference!$D$197,IF($AR28=5,Reference!$D$199,0))),0))))","v":0},0,null,0,0,null,{"$f":"IF($AX28=\"Yes\",(IF($AZ28=\"NU2\",Reference!$B$221,IF($AZ28=\"NU2D\",Reference!$B$222,IF($AZ28=\"NU5N\",Reference!$B$223,IF($AZ28=\"NU5DN\",Reference!$B$224,IF($AZ28=\"NU5DOData\",Reference!$B$225,IF($AZ28=\"NU5DOFD\",Reference!$B$227,\"\"))))))),0)","v":0},{"$f":"IF($AX28=\"Yes\",(IF($AZ28=\"NU2\",Reference!$D$221,IF($AZ28=\"NU2D\",Reference!$D$222,IF($AZ28=\"NU5N\",Reference!$D$223,IF($AZ28=\"NU5DN\",Reference!$D$224,IF($AZ28=\"NU5DOData\",Reference!$D$225,IF($AZ28=\"NU5DOFD\",Reference!$D$227,0))))))),0)","v":0},{"$f":"IF($AX28=\"Yes\",(IF($AZ28=\"NU2\",Reference!$E$221,IF($AZ28=\"NU2D\",Reference!$E$222,IF($AZ28=\"NU5N\",Reference!$E$223,IF($AZ28=\"NU5DN\",Reference!$E$224,IF($AZ28=\"NU5DOData\",Reference!$E$225,IF($AZ28=\"NU5DOFD\",Reference!$E$227,IF($AZ28=\"NU5DF\",Reference!$E$226,0)))))))),0)","v":0},null,null,null,0,{"$f":"IF($BE28=\"AD-10-1960\",Reference!$G$232,IF($BE28=\"AD-10-1963\",Reference!$G$233,IF($BE28=\"AD-10-1966\",Reference!$G$237,IF($BE28=\"AD-10-1975\",Reference!$G$237,IF($BE28=\"AD-10-1980\",Reference!$G$238,IF($BE28=\"AD-10-2000\",Reference!$G$235,IF($BE28=\"AD-10-2010\",Reference!$G$236,\"\")))))))","v":""},{"$f":"IF($BE28=\"AD-10-1960\",Reference!$F$232,IF($BE28=\"AD-10-1963\",Reference!$F$233,IF($BE28=\"AD-10-1966\",Reference!$F$237,IF($BE28=\"AD-10-1975\",Reference!$F$237,IF($BE28=\"AD-10-1980\",Reference!$F$238,IF($BE28=\"AD-10-2000\",Reference!$F$235,IF($BE28=\"AD-10-2010\",Reference!$F$236,\"\")))))))","v":""},{"$f":"IF($BE28=\"AD-10-1960\",Reference!$E$232,IF($BE28=\"AD-10-1963\",Reference!$E$233,IF($BE28=\"AD-10-1966\",Reference!$E$237,IF($BE28=\"AD-10-1975\",Reference!$E$237,IF($BE28=\"AD-10-1980\",Reference!$E$238,IF($BE28=\"AD-10-2000\",Reference!$E$235,IF($BE28=\"AD-10-2010\",Reference!$E$236,\"\")))))))","v":""},null,0,{"$f":"(IF($D28>0,(IF($BL28=\"AD-05-5400\",'Battery Consumption'!$D$5,IF($BL28=\"AD-05-5410\",'Battery Consumption'!$D$6,IF($BL28=\"AD-05-5405\",'Battery Consumption'!$D$7,IF($BL28=\"AD-05-5415\",'Battery Consumption'!$D$8,IF($BL28=\"AD-05-5425\",'Battery Consumption'!$D$9,IF($BL28=\"AD-05-5420\",'Battery Consumption'!$D$10,IF($BL28=\"AD-05-5430\",'Battery Consumption'!$D$11,IF($BL28=\"AD-05-5440\",'Battery Consumption'!$D$12,IF($BL28=\"AD-05-5435\",'Battery Consumption'!$D$13,IF($BL28=\"AD-05-5445\",'Battery Consumption'!$D$14,IF($BL28=\"AD-05-5455\",'Battery Consumption'!$D$15,IF($BL28=\"AD-05-5450\",'Battery Consumption'!$D$16,IF($BL28=\"AD-05-5460\",'Battery Consumption'!$D$17,IF($BL28=\"AD-05-5465\",'Battery Consumption'!$D$18,IF($BL28=\"AD-05-5470\",'Battery Consumption'!$D$19,IF($BL28=\"AD-05-5401\",'Battery Consumption'!$D$20,IF($BL28=\"AD-05-5413\",'Battery Consumption'!$D$21,IF($BL28=\"AD-05-5406\",'Battery Consumption'!$D$22,IF($BL28=\"AD-05-5416\",'Battery Consumption'!$D$23,IF($BL28=\"AD-05-5426\",'Battery Consumption'!$D$24,IF($BL28=\"AD-05-5421\",'Battery Consumption'!$D$25,IF($BL28=\"AD-05-5432\",'Battery Consumption'!$D$26,IF($BL28=\"AD-05-5441\",'Battery Consumption'!$D$27,IF($BL28=\"AD-05-5437\",'Battery Consumption'!$D$28,IF($BL28=\"AD-05-5446\",'Battery Consumption'!$D$29,IF($BL28=\"AD-05-5456\",'Battery Consumption'!$D$30,IF($BL28=\"AD-05-5451\",'Battery Consumption'!$D$31,IF($BL28=\"AD-05-5461\",'Battery Consumption'!$D$32,IF($BL28=\"AD-05-5471\",'Battery Consumption'!$D$33,IF($BL28=\"AD-05-5466\",'Battery Consumption'!$D$34,0))))))))))))))))))))))))))))))),0))","v":0},0,{"$f":"(IF($D28>0,(IF($BL28=\"AD-05-5400\",'Battery Consumption'!$E$5,IF($BL28=\"AD-05-5410\",'Battery Consumption'!$E$6,IF($BL28=\"AD-05-5405\",'Battery Consumption'!$E$7,IF($BL28=\"AD-05-5415\",'Battery Consumption'!$E$8,IF($BL28=\"AD-05-5425\",'Battery Consumption'!$E$9,IF($BL28=\"AD-05-5420\",'Battery Consumption'!$E$10,IF($BL28=\"AD-05-5430\",'Battery Consumption'!$E$11,IF($BL28=\"AD-05-5440\",'Battery Consumption'!$E$12,IF($BL28=\"AD-05-5435\",'Battery Consumption'!$E$13,IF($BL28=\"AD-05-5445\",'Battery Consumption'!$E$14,IF($BL28=\"AD-05-5455\",'Battery Consumption'!$E$15,IF($BL28=\"AD-05-5450\",'Battery Consumption'!$E$16,IF($BL28=\"AD-05-5460\",'Battery Consumption'!$E$17,IF($BL28=\"AD-05-5465\",'Battery Consumption'!$E$18,IF($BL28=\"AD-05-5470\",'Battery Consumption'!$E$19,IF($BL28=\"AD-05-5401\",'Battery Consumption'!$E$20,IF($BL28=\"AD-05-5413\",'Battery Consumption'!$E$21,IF($BL28=\"AD-05-5406\",'Battery Consumption'!$E$22,IF($BL28=\"AD-05-5416\",'Battery Consumption'!$E$23,IF($BL28=\"AD-05-5426\",'Battery Consumption'!$E$24,IF($BL28=\"AD-05-5421\",'Battery Consumption'!$E$25,IF($BL28=\"AD-05-5432\",'Battery Consumption'!$E$26,IF($BL28=\"AD-05-5441\",'Battery Consumption'!$E$27,IF($BL28=\"AD-05-5437\",'Battery Consumption'!$E$28,IF($BL28=\"AD-05-5446\",'Battery Consumption'!$E$29,IF($BL28=\"AD-05-5456\",'Battery Consumption'!$E$30,IF($BL28=\"AD-05-5451\",'Battery Consumption'!$E$31,IF($BL28=\"AD-05-5461\",'Battery Consumption'!$E$32,IF($BL28=\"AD-05-5471\",'Battery Consumption'!$E$33,IF($BL28=\"AD-05-5466\",'Battery Consumption'!$E$34,0))))))))))))))))))))))))))))))),0))","v":0},0,0,{"$f":"IF($D28>0,(IF($BQ28<12,Reference!$J$259,IF($BQ28<24,Reference!$J$260,IF($BQ28<65,Reference!$J$260,\"Get your own\")))),0)","v":0},{"$f":"IF($D28>0,(IF($BQ28<12,Reference!$F$259,IF($BQ28<24,Reference!$F$260,IF($BQ28<65,Reference!$F$260,\"Get your own\")))),0)","v":0},{"$f":"IF($D28>0,(IF($BQ28<12,Reference!$H$259,IF($BQ28<24,Reference!$H$260,IF($BQ28<65,Reference!$H$260,\"Get your own\")))),0)","v":0},null,0,null,null,"AD-05-5432","Net-ProSens UL Standard-TP4",1,"UL"]
[23,null,null,null,null,null,0,0,0,0,0,0,0,0,0,null,{"$f":"IF($D$3=\"UL\",(IF(AND($G29=1,$H29=1),Reference!$C$53,IF(AND($G29=2,$H29=1),Reference!$C$54,IF(AND($G29=3,$H29=1),Reference!$C$55,IF(AND($G29=1,$H29=2),Reference!$C$56,IF(AND($G29=2,$H29=2),Reference!$C$57,IF(AND($G29=3,$H29=2),Reference!$C$58,IF(AND($G29=1,$H29=3),Reference!$C$59,IF(AND($G29=2,$H29=3),Reference!$C$60,IF(AND($G29=3,$H29=3),Reference!$C$61,IF(AND($G29=1,$H29=4),Reference!$C$62,IF(AND($G29=2,$H29=4),Reference!$C$63,IF(AND($G29=3,$H29=4),Reference!$C$64,IF(AND($G29=1,$H29=5),Reference!$C$65,IF(AND($G29=2,$H29=5),Reference!$C$66,IF(AND($G29=3,$H29=5),Reference!$C$67,0)))))))))))))))),(IF(AND($G29=1,$H29=1),Reference!$C$38,IF(AND($G29=2,$H29=1),Reference!$C$39,IF(AND($G29=3,$H29=1),Reference!$C$40,IF(AND($G29=1,$H29=2),Reference!$C$41,IF(AND($G29=2,$H29=2),Reference!$C$42,IF(AND($G29=3,$H29=2),Reference!$C$43,IF(AND($G29=1,$H29=3),Reference!$C$44,IF(AND($G29=2,$H29=3),Reference!$C$45,IF(AND($G29=3,$H29=3),Reference!$C$46,IF(AND($G29=1,$H29=4),Reference!$C$47,IF(AND($G29=2,$H29=4),Reference!$C$48,IF(AND($G29=3,$H29=4),Reference!$C$49,IF(AND($G29=1,$H29=5),Reference!$C$50,IF(AND($G29=2,$H29=5),Reference!$C$51,IF(AND($G29=3,$H29=5),Reference!$C$52,0)))))))))))))))))","v":0},{"$f":"IF($D$3=\"UL\",(IF(AND($G29=1,$H29=1),Reference!$B$53,IF(AND($G29=2,$H29=1),Reference!$B$54,IF(AND($G29=3,$H29=1),Reference!$B$55,IF(AND($G29=1,$H29=2),Reference!$B$56,IF(AND($G29=2,$H29=2),Reference!$B$57,IF(AND($G29=3,$H29=2),Reference!$B$58,IF(AND($G29=1,$H29=3),Reference!$B$59,IF(AND($G29=2,$H29=3),Reference!$B$60,IF(AND($G29=3,$H29=3),Reference!$B$61,IF(AND($G29=1,$H29=4),Reference!$B$62,IF(AND($G29=2,$H29=4),Reference!$B$63,IF(AND($G29=3,$H29=4),Reference!$B$64,IF(AND($G29=1,$H29=5),Reference!$B$65,IF(AND($G29=2,$H29=5),Reference!$B$66,IF(AND($G29=3,$H29=5),Reference!$B$67,0)))))))))))))))),(IF(AND($G29=1,$H29=1),Reference!$B$38,IF(AND($G29=2,$H29=1),Reference!$B$39,IF(AND($G29=3,$H29=1),Reference!$B$40,IF(AND($G29=1,$H29=2),Reference!$B$41,IF(AND($G29=2,$H29=2),Reference!$B$42,IF(AND($G29=3,$H29=2),Reference!$B$43,IF(AND($G29=1,$H29=3),Reference!$B$44,IF(AND($G29=2,$H29=3),Reference!$B$45,IF(AND($G29=3,$H29=3),Reference!$B$46,IF(AND($G29=1,$H29=4),Reference!$B$47,IF(AND($G29=2,$H29=4),Reference!$B$48,IF(AND($G29=3,$H29=4),Reference!$B$49,IF(AND($G29=1,$H29=5),Reference!$B$50,IF(AND($G29=2,$H29=5),Reference!$B$51,IF(AND($G29=3,$H29=5),Reference!$B$52,0)))))))))))))))))","v":0},0,0,null,0,0,null,null,null,null,null,0,0,null,null,{"$f":"IF($D$3=\"UL\",(IF($G29>0,((IF(AND($F29=\"Standard\",$I29=2),Reference!$B$121,(IF(AND($F29=\"Medium\",$I29=2),Reference!$B$122,(IF(AND($F29=\"High\",$I29=2),Reference!$B$123,(IF(AND($F29=\"Standard\",$I29=3),Reference!$B$121,(IF(AND($F29=\"Medium\",$I29=3),Reference!$B$122,(IF(AND($F29=\"High\",$I29=3),Reference!$B$123,(IF(AND($F29=\"Standard\",$I29=4),Reference!$B$124,(IF(AND($F29=\"Medium\",$I29=4),Reference!$B$125,(IF(AND($F29=\"High\",$I29=4),Reference!$B$126,(IF(AND($F29=\"Standard\",$I29=7),Reference!$B$127,(IF(AND($F29=\"Medium\",$I29=7),Reference!$B$128,(IF(AND($F29=\"High\",$I29=7),Reference!$B$129,(IF(AND($F29=\"Standard\",$I29=8),Reference!$B$97,(IF(AND($F29=\"Medium\",$I29=8),Reference!$B$98,(IF(AND($F29=\"High\",$I29=8),Reference!$B$99,(IF(AND($F29=\"Standard\",$I29=9),Reference!$B$130,(IF(AND($F29=\"Medium\",$I29=9),Reference!$B$131,(IF(AND($F29=\"High\",$I29=9),Reference!$B$132,(IF(AND($F29=\"Standard\",$I29=11),Reference!$B$133,(IF(AND($F29=\"Medium\",$I29=11),Reference!$B$134,(IF(AND($F29=\"High\",$I29=11),Reference!$B$135,(IF(AND($F29=\"Standard\",$I29=12),Reference!$B$133,(IF(AND($F29=\"Medium\",$I29=12),Reference!$B$134,(IF(AND($F29=\"High\",$I29=12),Reference!$B$135,(IF(AND($F29=\"Standard\",$I29=13),Reference!$B$136,(IF(AND($F29=\"Medium\",$I29=13),Reference!$B$137,(IF(AND($F29=\"High\",$I29=13),Reference!$B$138,(IF(AND($F29=\"Standard\",$I29=16),Reference!$B$139,(IF(AND($F29=\"Medium\",$I29=16),Reference!$B$140,(IF(AND($F29=\"High\",$I29=16),Reference!$B$141,(IF(AND($F29=\"Standard\",$I29=17),Reference!$B$139,(IF(AND($F29=\"Medium\",$I29=17),Reference!$B$140,(IF(AND($F29=\"High\",$I29=17),Reference!$B$141,(IF(AND($F29=\"Standard\",$I29=18),Reference!$B$142,(IF(AND($F29=\"Medium\",$I29=18),Reference!$B$143,(IF(AND($F29=\"High\",$I29=18),Reference!$B$144,(IF(AND($F29=\"Standard\",$I29=21),Reference!$B$145,(IF(AND($F29=\"Medium\",$I29=21),Reference!$B$146,(IF(AND($F29=\"High\",$I29=21),Reference!$B$147,(IF(AND($F29=\"Standard\",$I29=23),Reference!$B$148,(IF(AND($F29=\"Medium\",$I29=23),Reference!$B$149,(IF(AND($F29=\"High\",$I29=23),Reference!$B$150,0))))))))))))))))))))))))))))))))))))))))))))))))))))))))))))))))))))))))))))))))))))),0)),(IF($G29>0,((IF(AND($F29=\"Standard\",$I29=2),Reference!$B$91,(IF(AND($F29=\"Medium\",$I29=2),Reference!$B$92,(IF(AND($F29=\"High\",$I29=2),Reference!$B$93,(IF(AND($F29=\"Standard\",$I29=3),Reference!$B$91,(IF(AND($F29=\"Medium\",$I29=3),Reference!$B$92,(IF(AND($F29=\"High\",$I29=3),Reference!$B$93,(IF(AND($F29=\"Standard\",$I29=4),Reference!$B$94,(IF(AND($F29=\"Medium\",$I29=4),Reference!$B$95,(IF(AND($F29=\"High\",$I29=4),Reference!$B$96,(IF(AND($F29=\"Standard\",$I29=7),Reference!$B$97,(IF(AND($F29=\"Medium\",$I29=7),Reference!$B$98,(IF(AND($F29=\"High\",$I29=7),Reference!$B$99,(IF(AND($F29=\"Standard\",$I29=8),Reference!$B$97,(IF(AND($F29=\"Medium\",$I29=8),Reference!$B$98,(IF(AND($F29=\"High\",$I29=8),Reference!$B$99,(IF(AND($F29=\"Standard\",$I29=9),Reference!$B$100,(IF(AND($F29=\"Medium\",$I29=9),Reference!$B$101,(IF(AND($F29=\"High\",$I29=9),Reference!$B$102,(IF(AND($F29=\"Standard\",$I29=11),Reference!$B$103,(IF(AND($F29=\"Medium\",$I29=11),Reference!$B$104,(IF(AND($F29=\"High\",$I29=11),Reference!$B$105,(IF(AND($F29=\"Standard\",$I29=12),Reference!$B$103,(IF(AND($F29=\"Medium\",$I29=12),Reference!$B$104,(IF(AND($F29=\"High\",$I29=12),Reference!$B$105,(IF(AND($F29=\"Standard\",$I29=13),Reference!$B$106,(IF(AND($F29=\"Medium\",$I29=13),Reference!$B$107,(IF(AND($F29=\"High\",$I29=13),Reference!$B$108,(IF(AND($F29=\"Standard\",$I29=16),Reference!$B$109,(IF(AND($F29=\"Medium\",$I29=16),Reference!$B$110,(IF(AND($F29=\"High\",$I29=16),Reference!$B$111,(IF(AND($F29=\"Standard\",$I29=17),Reference!$B$109,(IF(AND($F29=\"Medium\",$I29=17),Reference!$B$110,(IF(AND($F29=\"High\",$I29=17),Reference!$B$111,(IF(AND($F29=\"Standard\",$I29=18),Reference!$B$112,(IF(AND($F29=\"Medium\",$I29=18),Reference!$B$113,(IF(AND($F29=\"High\",$I29=18),Reference!$B$114,(IF(AND($F29=\"Standard\",$I29=21),Reference!$B$115,(IF(AND($F29=\"Medium\",$I29=21),Reference!$B$116,(IF(AND($F29=\"High\",$I29=21),Reference!$B$117,(IF(AND($F29=\"Standard\",$I29=23),Reference!$B$118,(IF(AND($F29=\"Medium\",$I29=23),Reference!$B$119,(IF(AND($F29=\"High\",$I29=23),Reference!$B$120,0))))))))))))))))))))))))))))))))))))))))))))))))))))))))))))))))))))))))))))))))))))),0)))","v":0},{"$f":"IF($D$3=\"UL\",(IF($G29>0,((IF(AND($F29=\"Standard\",$I29=2),Reference!$C$121,(IF(AND($F29=\"Medium\",$I29=2),Reference!$C$122,(IF(AND($F29=\"High\",$I29=2),Reference!$C$123,(IF(AND($F29=\"Standard\",$I29=3),Reference!$C$121,(IF(AND($F29=\"Medium\",$I29=3),Reference!$C$122,(IF(AND($F29=\"High\",$I29=3),Reference!$C$123,(IF(AND($F29=\"Standard\",$I29=4),Reference!$C$124,(IF(AND($F29=\"Medium\",$I29=4),Reference!$C$125,(IF(AND($F29=\"High\",$I29=4),Reference!$C$126,(IF(AND($F29=\"Standard\",$I29=7),Reference!$C$127,(IF(AND($F29=\"Medium\",$I29=7),Reference!$C$128,(IF(AND($F29=\"High\",$I29=7),Reference!$C$129,(IF(AND($F29=\"Standard\",$I29=8),Reference!$C$97,(IF(AND($F29=\"Medium\",$I29=8),Reference!$C$98,(IF(AND($F29=\"High\",$I29=8),Reference!$C$99,(IF(AND($F29=\"Standard\",$I29=9),Reference!$C$130,(IF(AND($F29=\"Medium\",$I29=9),Reference!$C$131,(IF(AND($F29=\"High\",$I29=9),Reference!$C$132,(IF(AND($F29=\"Standard\",$I29=11),Reference!$C$133,(IF(AND($F29=\"Medium\",$I29=11),Reference!$C$134,(IF(AND($F29=\"High\",$I29=11),Reference!$C$135,(IF(AND($F29=\"Standard\",$I29=12),Reference!$C$133,(IF(AND($F29=\"Medium\",$I29=12),Reference!$C$134,(IF(AND($F29=\"High\",$I29=12),Reference!$C$135,(IF(AND($F29=\"Standard\",$I29=13),Reference!$C$136,(IF(AND($F29=\"Medium\",$I29=13),Reference!$C$137,(IF(AND($F29=\"High\",$I29=13),Reference!$C$138,(IF(AND($F29=\"Standard\",$I29=16),Reference!$C$139,(IF(AND($F29=\"Medium\",$I29=16),Reference!$C$140,(IF(AND($F29=\"High\",$I29=16),Reference!$C$141,(IF(AND($F29=\"Standard\",$I29=17),Reference!$C$139,(IF(AND($F29=\"Medium\",$I29=17),Reference!$C$140,(IF(AND($F29=\"High\",$I29=17),Reference!$C$141,(IF(AND($F29=\"Standard\",$I29=18),Reference!$C$142,(IF(AND($F29=\"Medium\",$I29=18),Reference!$C$143,(IF(AND($F29=\"High\",$I29=18),Reference!$C$144,(IF(AND($F29=\"Standard\",$I29=21),Reference!$C$145,(IF(AND($F29=\"Medium\",$I29=21),Reference!$C$146,(IF(AND($F29=\"High\",$I29=21),Reference!$C$147,(IF(AND($F29=\"Standard\",$I29=23),Reference!$C$148,(IF(AND($F29=\"Medium\",$I29=23),Reference!$C$149,(IF(AND($F29=\"High\",$I29=23),Reference!$C$150,0))))))))))))))))))))))))))))))))))))))))))))))))))))))))))))))))))))))))))))))))))))),0)),(IF($G29>0,((IF(AND($F29=\"Standard\",$I29=2),Reference!$C$91,(IF(AND($F29=\"Medium\",$I29=2),Reference!$C$92,(IF(AND($F29=\"High\",$I29=2),Reference!$C$93,(IF(AND($F29=\"Standard\",$I29=3),Reference!$C$91,(IF(AND($F29=\"Medium\",$I29=3),Reference!$C$92,(IF(AND($F29=\"High\",$I29=3),Reference!$C$93,(IF(AND($F29=\"Standard\",$I29=4),Reference!$C$94,(IF(AND($F29=\"Medium\",$I29=4),Reference!$C$95,(IF(AND($F29=\"High\",$I29=4),Reference!$C$96,(IF(AND($F29=\"Standard\",$I29=7),Reference!$C$97,(IF(AND($F29=\"Medium\",$I29=7),Reference!$C$98,(IF(AND($F29=\"High\",$I29=7),Reference!$C$99,(IF(AND($F29=\"Standard\",$I29=8),Reference!$C$97,(IF(AND($F29=\"Medium\",$I29=8),Reference!$C$98,(IF(AND($F29=\"High\",$I29=8),Reference!$C$99,(IF(AND($F29=\"Standard\",$I29=9),Reference!$C$100,(IF(AND($F29=\"Medium\",$I29=9),Reference!$C$101,(IF(AND($F29=\"High\",$I29=9),Reference!$C$102,(IF(AND($F29=\"Standard\",$I29=11),Reference!$C$103,(IF(AND($F29=\"Medium\",$I29=11),Reference!$C$104,(IF(AND($F29=\"High\",$I29=11),Reference!$C$105,(IF(AND($F29=\"Standard\",$I29=12),Reference!$C$103,(IF(AND($F29=\"Medium\",$I29=12),Reference!$C$104,(IF(AND($F29=\"High\",$I29=12),Reference!$C$105,(IF(AND($F29=\"Standard\",$I29=13),Reference!$C$106,(IF(AND($F29=\"Medium\",$I29=13),Reference!$C$107,(IF(AND($F29=\"High\",$I29=13),Reference!$C$108,(IF(AND($F29=\"Standard\",$I29=16),Reference!$C$109,(IF(AND($F29=\"Medium\",$I29=16),Reference!$C$110,(IF(AND($F29=\"High\",$I29=16),Reference!$C$111,(IF(AND($F29=\"Standard\",$I29=17),Reference!$C$109,(IF(AND($F29=\"Medium\",$I29=17),Reference!$C$110,(IF(AND($F29=\"High\",$I29=17),Reference!$C$111,(IF(AND($F29=\"Standard\",$I29=18),Reference!$C$112,(IF(AND($F29=\"Medium\",$I29=18),Reference!$C$113,(IF(AND($F29=\"High\",$I29=18),Reference!$C$114,(IF(AND($F29=\"Standard\",$I29=21),Reference!$C$115,(IF(AND($F29=\"Medium\",$I29=21),Reference!$C$116,(IF(AND($F29=\"High\",$I29=21),Reference!$C$117,(IF(AND($F29=\"Standard\",$I29=23),Reference!$C$118,(IF(AND($F29=\"Medium\",$I29=23),Reference!$C$119,(IF(AND($F29=\"High\",$I29=23),Reference!$C$120,0))))))))))))))))))))))))))))))))))))))))))))))))))))))))))))))))))))))))))))))))))))),0)))","v":0},{"$f":"IF($D$3=\"UL\",(IF($G29>0,((IF(AND($F29=\"Standard\",$I29=2),Reference!$D$121,(IF(AND($F29=\"Medium\",$I29=2),Reference!$D$122,(IF(AND($F29=\"High\",$I29=2),Reference!$D$123,(IF(AND($F29=\"Standard\",$I29=3),Reference!$D$121,(IF(AND($F29=\"Medium\",$I29=3),Reference!$D$122,(IF(AND($F29=\"High\",$I29=3),Reference!$D$123,(IF(AND($F29=\"Standard\",$I29=4),Reference!$D$124,(IF(AND($F29=\"Medium\",$I29=4),Reference!$D$125,(IF(AND($F29=\"High\",$I29=4),Reference!$D$126,(IF(AND($F29=\"Standard\",$I29=7),Reference!$D$127,(IF(AND($F29=\"Medium\",$I29=7),Reference!$D$128,(IF(AND($F29=\"High\",$I29=7),Reference!$D$129,(IF(AND($F29=\"Standard\",$I29=8),Reference!$D$97,(IF(AND($F29=\"Medium\",$I29=8),Reference!$D$98,(IF(AND($F29=\"High\",$I29=8),Reference!$D$99,(IF(AND($F29=\"Standard\",$I29=9),Reference!$D$130,(IF(AND($F29=\"Medium\",$I29=9),Reference!$D$131,(IF(AND($F29=\"High\",$I29=9),Reference!$D$132,(IF(AND($F29=\"Standard\",$I29=11),Reference!$D$133,(IF(AND($F29=\"Medium\",$I29=11),Reference!$D$134,(IF(AND($F29=\"High\",$I29=11),Reference!$D$135,(IF(AND($F29=\"Standard\",$I29=12),Reference!$D$133,(IF(AND($F29=\"Medium\",$I29=12),Reference!$D$134,(IF(AND($F29=\"High\",$I29=12),Reference!$D$135,(IF(AND($F29=\"Standard\",$I29=13),Reference!$D$136,(IF(AND($F29=\"Medium\",$I29=13),Reference!$D$137,(IF(AND($F29=\"High\",$I29=13),Reference!$D$138,(IF(AND($F29=\"Standard\",$I29=16),Reference!$D$139,(IF(AND($F29=\"Medium\",$I29=16),Reference!$D$140,(IF(AND($F29=\"High\",$I29=16),Reference!$D$141,(IF(AND($F29=\"Standard\",$I29=17),Reference!$D$139,(IF(AND($F29=\"Medium\",$I29=17),Reference!$D$140,(IF(AND($F29=\"High\",$I29=17),Reference!$D$141,(IF(AND($F29=\"Standard\",$I29=18),Reference!$D$142,(IF(AND($F29=\"Medium\",$I29=18),Reference!$D$143,(IF(AND($F29=\"High\",$I29=18),Reference!$D$144,(IF(AND($F29=\"Standard\",$I29=21),Reference!$D$145,(IF(AND($F29=\"Medium\",$I29=21),Reference!$D$146,(IF(AND($F29=\"High\",$I29=21),Reference!$D$147,(IF(AND($F29=\"Standard\",$I29=23),Reference!$D$148,(IF(AND($F29=\"Medium\",$I29=23),Reference!$D$149,(IF(AND($F29=\"High\",$I29=23),Reference!$D$150,0))))))))))))))))))))))))))))))))))))))))))))))))))))))))))))))))))))))))))))))))))))),0)),(IF($G29>0,((IF(AND($F29=\"Standard\",$I29=2),Reference!$D$91,(IF(AND($F29=\"Medium\",$I29=2),Reference!$D$92,(IF(AND($F29=\"High\",$I29=2),Reference!$D$93,(IF(AND($F29=\"Standard\",$I29=3),Reference!$D$91,(IF(AND($F29=\"Medium\",$I29=3),Reference!$D$92,(IF(AND($F29=\"High\",$I29=3),Reference!$D$93,(IF(AND($F29=\"Standard\",$I29=4),Reference!$D$94,(IF(AND($F29=\"Medium\",$I29=4),Reference!$D$95,(IF(AND($F29=\"High\",$I29=4),Reference!$D$96,(IF(AND($F29=\"Standard\",$I29=7),Reference!$D$97,(IF(AND($F29=\"Medium\",$I29=7),Reference!$D$98,(IF(AND($F29=\"High\",$I29=7),Reference!$D$99,(IF(AND($F29=\"Standard\",$I29=8),Reference!$D$97,(IF(AND($F29=\"Medium\",$I29=8),Reference!$D$98,(IF(AND($F29=\"High\",$I29=8),Reference!$D$99,(IF(AND($F29=\"Standard\",$I29=9),Reference!$D$100,(IF(AND($F29=\"Medium\",$I29=9),Reference!$D$101,(IF(AND($F29=\"High\",$I29=9),Reference!$D$102,(IF(AND($F29=\"Standard\",$I29=11),Reference!$D$103,(IF(AND($F29=\"Medium\",$I29=11),Reference!$D$104,(IF(AND($F29=\"High\",$I29=11),Reference!$D$105,(IF(AND($F29=\"Standard\",$I29=12),Reference!$D$103,(IF(AND($F29=\"Medium\",$I29=12),Reference!$D$104,(IF(AND($F29=\"High\",$I29=12),Reference!$D$105,(IF(AND($F29=\"Standard\",$I29=13),Reference!$D$106,(IF(AND($F29=\"Medium\",$I29=13),Reference!$D$107,(IF(AND($F29=\"High\",$I29=13),Reference!$D$108,(IF(AND($F29=\"Standard\",$I29=16),Reference!$D$109,(IF(AND($F29=\"Medium\",$I29=16),Reference!$D$110,(IF(AND($F29=\"High\",$I29=16),Reference!$D$111,(IF(AND($F29=\"Standard\",$I29=17),Reference!$D$109,(IF(AND($F29=\"Medium\",$I29=17),Reference!$D$110,(IF(AND($F29=\"High\",$I29=17),Reference!$D$111,(IF(AND($F29=\"Standard\",$I29=18),Reference!$D$112,(IF(AND($F29=\"Medium\",$I29=18),Reference!$D$113,(IF(AND($F29=\"High\",$I29=18),Reference!$D$114,(IF(AND($F29=\"Standard\",$I29=21),Reference!$D$115,(IF(AND($F29=\"Medium\",$I29=21),Reference!$D$116,(IF(AND($F29=\"High\",$I29=21),Reference!$D$117,(IF(AND($F29=\"Standard\",$I29=23),Reference!$D$118,(IF(AND($F29=\"Medium\",$I29=23),Reference!$D$119,(IF(AND($F29=\"High\",$I29=23),Reference!$D$120,0))))))))))))))))))))))))))))))))))))))))))))))))))))))))))))))))))))))))))))))))))))),0)))","v":0},0,0,0,null,"No",0,0,0,0,{"$f":"IF($AN29=\"Yes\",IF($AO29=1,Reference!#REF!,IF($AO29=2,Reference!#REF!,IF($AO29=3,Reference!#REF!,0))),(IF($AP29=1,IF($AR29=2,Reference!$C$194,IF($AR29=3,Reference!$C$196,IF($AR29=4,Reference!$C$198,0))),IF($AP29=2,IF($AR29=3,Reference!$C$195,IF($AR29=4,Reference!$C$197,IF($AR29=5,Reference!$C$199,0))),0))))","v":0},{"$f":"IF(AN29=\"Yes\",IF($AO29=1,Reference!#REF!,IF($AO29=2,Reference!#REF!,IF($AO29=3,Reference!#REF!,0))),(IF($AP29=1,IF($AR29=2,Reference!$E$194,IF($AR29=3,Reference!$E$196,IF($AR29=4,Reference!$E$198,0))),IF($AP29=2,IF($AR29=3,Reference!$E$195,IF($AR29=4,Reference!$E$197,IF($AR29=5,Reference!$E$199,0))),0))))","v":0},{"$f":"IF($AN29=\"Yes\",IF($AO29=1,Reference!#REF!,IF($AO29=2,Reference!#REF!,IF($AO29=3,Reference!#REF!,0))),(IF($AP29=1,IF($AR29=2,Reference!$D$194,IF($AR29=3,Reference!$D$196,IF($AR29=4,Reference!$D$198,0))),IF($AP29=2,IF($AR29=3,Reference!$D$195,IF($AR29=4,Reference!$D$197,IF($AR29=5,Reference!$D$199,0))),0))))","v":0},0,null,0,0,null,{"$f":"IF($AX29=\"Yes\",(IF($AZ29=\"NU2\",Reference!$B$221,IF($AZ29=\"NU2D\",Reference!$B$222,IF($AZ29=\"NU5N\",Reference!$B$223,IF($AZ29=\"NU5DN\",Reference!$B$224,IF($AZ29=\"NU5DOData\",Reference!$B$225,IF($AZ29=\"NU5DOFD\",Reference!$B$227,\"\"))))))),0)","v":0},{"$f":"IF($AX29=\"Yes\",(IF($AZ29=\"NU2\",Reference!$D$221,IF($AZ29=\"NU2D\",Reference!$D$222,IF($AZ29=\"NU5N\",Reference!$D$223,IF($AZ29=\"NU5DN\",Reference!$D$224,IF($AZ29=\"NU5DOData\",Reference!$D$225,IF($AZ29=\"NU5DOFD\",Reference!$D$227,0))))))),0)","v":0},{"$f":"IF($AX29=\"Yes\",(IF($AZ29=\"NU2\",Reference!$E$221,IF($AZ29=\"NU2D\",Reference!$E$222,IF($AZ29=\"NU5N\",Reference!$E$223,IF($AZ29=\"NU5DN\",Reference!$E$224,IF($AZ29=\"NU5DOData\",Reference!$E$225,IF($AZ29=\"NU5DOFD\",Reference!$E$227,IF($AZ29=\"NU5DF\",Reference!$E$226,0)))))))),0)","v":0},null,null,null,0,{"$f":"IF($BE29=\"AD-10-1960\",Reference!$G$232,IF($BE29=\"AD-10-1963\",Reference!$G$233,IF($BE29=\"AD-10-1966\",Reference!$G$237,IF($BE29=\"AD-10-1975\",Reference!$G$237,IF($BE29=\"AD-10-1980\",Reference!$G$238,IF($BE29=\"AD-10-2000\",Reference!$G$235,IF($BE29=\"AD-10-2010\",Reference!$G$236,\"\")))))))","v":""},{"$f":"IF($BE29=\"AD-10-1960\",Reference!$F$232,IF($BE29=\"AD-10-1963\",Reference!$F$233,IF($BE29=\"AD-10-1966\",Reference!$F$237,IF($BE29=\"AD-10-1975\",Reference!$F$237,IF($BE29=\"AD-10-1980\",Reference!$F$238,IF($BE29=\"AD-10-2000\",Reference!$F$235,IF($BE29=\"AD-10-2010\",Reference!$F$236,\"\")))))))","v":""},{"$f":"IF($BE29=\"AD-10-1960\",Reference!$E$232,IF($BE29=\"AD-10-1963\",Reference!$E$233,IF($BE29=\"AD-10-1966\",Reference!$E$237,IF($BE29=\"AD-10-1975\",Reference!$E$237,IF($BE29=\"AD-10-1980\",Reference!$E$238,IF($BE29=\"AD-10-2000\",Reference!$E$235,IF($BE29=\"AD-10-2010\",Reference!$E$236,\"\")))))))","v":""},null,0,{"$f":"(IF($D29>0,(IF($BL29=\"AD-05-5400\",'Battery Consumption'!$D$5,IF($BL29=\"AD-05-5410\",'Battery Consumption'!$D$6,IF($BL29=\"AD-05-5405\",'Battery Consumption'!$D$7,IF($BL29=\"AD-05-5415\",'Battery Consumption'!$D$8,IF($BL29=\"AD-05-5425\",'Battery Consumption'!$D$9,IF($BL29=\"AD-05-5420\",'Battery Consumption'!$D$10,IF($BL29=\"AD-05-5430\",'Battery Consumption'!$D$11,IF($BL29=\"AD-05-5440\",'Battery Consumption'!$D$12,IF($BL29=\"AD-05-5435\",'Battery Consumption'!$D$13,IF($BL29=\"AD-05-5445\",'Battery Consumption'!$D$14,IF($BL29=\"AD-05-5455\",'Battery Consumption'!$D$15,IF($BL29=\"AD-05-5450\",'Battery Consumption'!$D$16,IF($BL29=\"AD-05-5460\",'Battery Consumption'!$D$17,IF($BL29=\"AD-05-5465\",'Battery Consumption'!$D$18,IF($BL29=\"AD-05-5470\",'Battery Consumption'!$D$19,IF($BL29=\"AD-05-5401\",'Battery Consumption'!$D$20,IF($BL29=\"AD-05-5413\",'Battery Consumption'!$D$21,IF($BL29=\"AD-05-5406\",'Battery Consumption'!$D$22,IF($BL29=\"AD-05-5416\",'Battery Consumption'!$D$23,IF($BL29=\"AD-05-5426\",'Battery Consumption'!$D$24,IF($BL29=\"AD-05-5421\",'Battery Consumption'!$D$25,IF($BL29=\"AD-05-5432\",'Battery Consumption'!$D$26,IF($BL29=\"AD-05-5441\",'Battery Consumption'!$D$27,IF($BL29=\"AD-05-5437\",'Battery Consumption'!$D$28,IF($BL29=\"AD-05-5446\",'Battery Consumption'!$D$29,IF($BL29=\"AD-05-5456\",'Battery Consumption'!$D$30,IF($BL29=\"AD-05-5451\",'Battery Consumption'!$D$31,IF($BL29=\"AD-05-5461\",'Battery Consumption'!$D$32,IF($BL29=\"AD-05-5471\",'Battery Consumption'!$D$33,IF($BL29=\"AD-05-5466\",'Battery Consumption'!$D$34,0))))))))))))))))))))))))))))))),0))","v":0},0,{"$f":"(IF($D29>0,(IF($BL29=\"AD-05-5400\",'Battery Consumption'!$E$5,IF($BL29=\"AD-05-5410\",'Battery Consumption'!$E$6,IF($BL29=\"AD-05-5405\",'Battery Consumption'!$E$7,IF($BL29=\"AD-05-5415\",'Battery Consumption'!$E$8,IF($BL29=\"AD-05-5425\",'Battery Consumption'!$E$9,IF($BL29=\"AD-05-5420\",'Battery Consumption'!$E$10,IF($BL29=\"AD-05-5430\",'Battery Consumption'!$E$11,IF($BL29=\"AD-05-5440\",'Battery Consumption'!$E$12,IF($BL29=\"AD-05-5435\",'Battery Consumption'!$E$13,IF($BL29=\"AD-05-5445\",'Battery Consumption'!$E$14,IF($BL29=\"AD-05-5455\",'Battery Consumption'!$E$15,IF($BL29=\"AD-05-5450\",'Battery Consumption'!$E$16,IF($BL29=\"AD-05-5460\",'Battery Consumption'!$E$17,IF($BL29=\"AD-05-5465\",'Battery Consumption'!$E$18,IF($BL29=\"AD-05-5470\",'Battery Consumption'!$E$19,IF($BL29=\"AD-05-5401\",'Battery Consumption'!$E$20,IF($BL29=\"AD-05-5413\",'Battery Consumption'!$E$21,IF($BL29=\"AD-05-5406\",'Battery Consumption'!$E$22,IF($BL29=\"AD-05-5416\",'Battery Consumption'!$E$23,IF($BL29=\"AD-05-5426\",'Battery Consumption'!$E$24,IF($BL29=\"AD-05-5421\",'Battery Consumption'!$E$25,IF($BL29=\"AD-05-5432\",'Battery Consumption'!$E$26,IF($BL29=\"AD-05-5441\",'Battery Consumption'!$E$27,IF($BL29=\"AD-05-5437\",'Battery Consumption'!$E$28,IF($BL29=\"AD-05-5446\",'Battery Consumption'!$E$29,IF($BL29=\"AD-05-5456\",'Battery Consumption'!$E$30,IF($BL29=\"AD-05-5451\",'Battery Consumption'!$E$31,IF($BL29=\"AD-05-5461\",'Battery Consumption'!$E$32,IF($BL29=\"AD-05-5471\",'Battery Consumption'!$E$33,IF($BL29=\"AD-05-5466\",'Battery Consumption'!$E$34,0))))))))))))))))))))))))))))))),0))","v":0},0,0,{"$f":"IF($D29>0,(IF($BQ29<12,Reference!$J$259,IF($BQ29<24,Reference!$J$260,IF($BQ29<65,Reference!$J$260,\"Get your own\")))),0)","v":0},{"$f":"IF($D29>0,(IF($BQ29<12,Reference!$F$259,IF($BQ29<24,Reference!$F$260,IF($BQ29<65,Reference!$F$260,\"Get your own\")))),0)","v":0},{"$f":"IF($D29>0,(IF($BQ29<12,Reference!$H$259,IF($BQ29<24,Reference!$H$260,IF($BQ29<65,Reference!$H$260,\"Get your own\")))),0)","v":0},null,0,null,null,"AD-05-5441","Net-ProSens UL Silent-TP4",0,"UL"]
[24,null,null,null,null,null,0,0,0,0,0,0,0,0,0,null,{"$f":"IF($D$3=\"UL\",(IF(AND($G30=1,$H30=1),Reference!$C$53,IF(AND($G30=2,$H30=1),Reference!$C$54,IF(AND($G30=3,$H30=1),Reference!$C$55,IF(AND($G30=1,$H30=2),Reference!$C$56,IF(AND($G30=2,$H30=2),Reference!$C$57,IF(AND($G30=3,$H30=2),Reference!$C$58,IF(AND($G30=1,$H30=3),Reference!$C$59,IF(AND($G30=2,$H30=3),Reference!$C$60,IF(AND($G30=3,$H30=3),Reference!$C$61,IF(AND($G30=1,$H30=4),Reference!$C$62,IF(AND($G30=2,$H30=4),Reference!$C$63,IF(AND($G30=3,$H30=4),Reference!$C$64,IF(AND($G30=1,$H30=5),Reference!$C$65,IF(AND($G30=2,$H30=5),Reference!$C$66,IF(AND($G30=3,$H30=5),Reference!$C$67,0)))))))))))))))),(IF(AND($G30=1,$H30=1),Reference!$C$38,IF(AND($G30=2,$H30=1),Reference!$C$39,IF(AND($G30=3,$H30=1),Reference!$C$40,IF(AND($G30=1,$H30=2),Reference!$C$41,IF(AND($G30=2,$H30=2),Reference!$C$42,IF(AND($G30=3,$H30=2),Reference!$C$43,IF(AND($G30=1,$H30=3),Reference!$C$44,IF(AND($G30=2,$H30=3),Reference!$C$45,IF(AND($G30=3,$H30=3),Reference!$C$46,IF(AND($G30=1,$H30=4),Reference!$C$47,IF(AND($G30=2,$H30=4),Reference!$C$48,IF(AND($G30=3,$H30=4),Reference!$C$49,IF(AND($G30=1,$H30=5),Reference!$C$50,IF(AND($G30=2,$H30=5),Reference!$C$51,IF(AND($G30=3,$H30=5),Reference!$C$52,0)))))))))))))))))","v":0},{"$f":"IF($D$3=\"UL\",(IF(AND($G30=1,$H30=1),Reference!$B$53,IF(AND($G30=2,$H30=1),Reference!$B$54,IF(AND($G30=3,$H30=1),Reference!$B$55,IF(AND($G30=1,$H30=2),Reference!$B$56,IF(AND($G30=2,$H30=2),Reference!$B$57,IF(AND($G30=3,$H30=2),Reference!$B$58,IF(AND($G30=1,$H30=3),Reference!$B$59,IF(AND($G30=2,$H30=3),Reference!$B$60,IF(AND($G30=3,$H30=3),Reference!$B$61,IF(AND($G30=1,$H30=4),Reference!$B$62,IF(AND($G30=2,$H30=4),Reference!$B$63,IF(AND($G30=3,$H30=4),Reference!$B$64,IF(AND($G30=1,$H30=5),Reference!$B$65,IF(AND($G30=2,$H30=5),Reference!$B$66,IF(AND($G30=3,$H30=5),Reference!$B$67,0)))))))))))))))),(IF(AND($G30=1,$H30=1),Reference!$B$38,IF(AND($G30=2,$H30=1),Reference!$B$39,IF(AND($G30=3,$H30=1),Reference!$B$40,IF(AND($G30=1,$H30=2),Reference!$B$41,IF(AND($G30=2,$H30=2),Reference!$B$42,IF(AND($G30=3,$H30=2),Reference!$B$43,IF(AND($G30=1,$H30=3),Reference!$B$44,IF(AND($G30=2,$H30=3),Reference!$B$45,IF(AND($G30=3,$H30=3),Reference!$B$46,IF(AND($G30=1,$H30=4),Reference!$B$47,IF(AND($G30=2,$H30=4),Reference!$B$48,IF(AND($G30=3,$H30=4),Reference!$B$49,IF(AND($G30=1,$H30=5),Reference!$B$50,IF(AND($G30=2,$H30=5),Reference!$B$51,IF(AND($G30=3,$H30=5),Reference!$B$52,0)))))))))))))))))","v":0},0,0,null,0,0,null,null,null,null,null,0,0,null,null,{"$f":"IF($D$3=\"UL\",(IF($G30>0,((IF(AND($F30=\"Standard\",$I30=2),Reference!$B$121,(IF(AND($F30=\"Medium\",$I30=2),Reference!$B$122,(IF(AND($F30=\"High\",$I30=2),Reference!$B$123,(IF(AND($F30=\"Standard\",$I30=3),Reference!$B$121,(IF(AND($F30=\"Medium\",$I30=3),Reference!$B$122,(IF(AND($F30=\"High\",$I30=3),Reference!$B$123,(IF(AND($F30=\"Standard\",$I30=4),Reference!$B$124,(IF(AND($F30=\"Medium\",$I30=4),Reference!$B$125,(IF(AND($F30=\"High\",$I30=4),Reference!$B$126,(IF(AND($F30=\"Standard\",$I30=7),Reference!$B$127,(IF(AND($F30=\"Medium\",$I30=7),Reference!$B$128,(IF(AND($F30=\"High\",$I30=7),Reference!$B$129,(IF(AND($F30=\"Standard\",$I30=8),Reference!$B$97,(IF(AND($F30=\"Medium\",$I30=8),Reference!$B$98,(IF(AND($F30=\"High\",$I30=8),Reference!$B$99,(IF(AND($F30=\"Standard\",$I30=9),Reference!$B$130,(IF(AND($F30=\"Medium\",$I30=9),Reference!$B$131,(IF(AND($F30=\"High\",$I30=9),Reference!$B$132,(IF(AND($F30=\"Standard\",$I30=11),Reference!$B$133,(IF(AND($F30=\"Medium\",$I30=11),Reference!$B$134,(IF(AND($F30=\"High\",$I30=11),Reference!$B$135,(IF(AND($F30=\"Standard\",$I30=12),Reference!$B$133,(IF(AND($F30=\"Medium\",$I30=12),Reference!$B$134,(IF(AND($F30=\"High\",$I30=12),Reference!$B$135,(IF(AND($F30=\"Standard\",$I30=13),Reference!$B$136,(IF(AND($F30=\"Medium\",$I30=13),Reference!$B$137,(IF(AND($F30=\"High\",$I30=13),Reference!$B$138,(IF(AND($F30=\"Standard\",$I30=16),Reference!$B$139,(IF(AND($F30=\"Medium\",$I30=16),Reference!$B$140,(IF(AND($F30=\"High\",$I30=16),Reference!$B$141,(IF(AND($F30=\"Standard\",$I30=17),Reference!$B$139,(IF(AND($F30=\"Medium\",$I30=17),Reference!$B$140,(IF(AND($F30=\"High\",$I30=17),Reference!$B$141,(IF(AND($F30=\"Standard\",$I30=18),Reference!$B$142,(IF(AND($F30=\"Medium\",$I30=18),Reference!$B$143,(IF(AND($F30=\"High\",$I30=18),Reference!$B$144,(IF(AND($F30=\"Standard\",$I30=21),Reference!$B$145,(IF(AND($F30=\"Medium\",$I30=21),Reference!$B$146,(IF(AND($F30=\"High\",$I30=21),Reference!$B$147,(IF(AND($F30=\"Standard\",$I30=23),Reference!$B$148,(IF(AND($F30=\"Medium\",$I30=23),Reference!$B$149,(IF(AND($F30=\"High\",$I30=23),Reference!$B$150,0))))))))))))))))))))))))))))))))))))))))))))))))))))))))))))))))))))))))))))))))))))),0)),(IF($G30>0,((IF(AND($F30=\"Standard\",$I30=2),Reference!$B$91,(IF(AND($F30=\"Medium\",$I30=2),Reference!$B$92,(IF(AND($F30=\"High\",$I30=2),Reference!$B$93,(IF(AND($F30=\"Standard\",$I30=3),Reference!$B$91,(IF(AND($F30=\"Medium\",$I30=3),Reference!$B$92,(IF(AND($F30=\"High\",$I30=3),Reference!$B$93,(IF(AND($F30=\"Standard\",$I30=4),Reference!$B$94,(IF(AND($F30=\"Medium\",$I30=4),Reference!$B$95,(IF(AND($F30=\"High\",$I30=4),Reference!$B$96,(IF(AND($F30=\"Standard\",$I30=7),Reference!$B$97,(IF(AND($F30=\"Medium\",$I30=7),Reference!$B$98,(IF(AND($F30=\"High\",$I30=7),Reference!$B$99,(IF(AND($F30=\"Standard\",$I30=8),Reference!$B$97,(IF(AND($F30=\"Medium\",$I30=8),Reference!$B$98,(IF(AND($F30=\"High\",$I30=8),Reference!$B$99,(IF(AND($F30=\"Standard\",$I30=9),Reference!$B$100,(IF(AND($F30=\"Medium\",$I30=9),Reference!$B$101,(IF(AND($F30=\"High\",$I30=9),Reference!$B$102,(IF(AND($F30=\"Standard\",$I30=11),Reference!$B$103,(IF(AND($F30=\"Medium\",$I30=11),Reference!$B$104,(IF(AND($F30=\"High\",$I30=11),Reference!$B$105,(IF(AND($F30=\"Standard\",$I30=12),Reference!$B$103,(IF(AND($F30=\"Medium\",$I30=12),Reference!$B$104,(IF(AND($F30=\"High\",$I30=12),Reference!$B$105,(IF(AND($F30=\"Standard\",$I30=13),Reference!$B$106,(IF(AND($F30=\"Medium\",$I30=13),Reference!$B$107,(IF(AND($F30=\"High\",$I30=13),Reference!$B$108,(IF(AND($F30=\"Standard\",$I30=16),Reference!$B$109,(IF(AND($F30=\"Medium\",$I30=16),Reference!$B$110,(IF(AND($F30=\"High\",$I30=16),Reference!$B$111,(IF(AND($F30=\"Standard\",$I30=17),Reference!$B$109,(IF(AND($F30=\"Medium\",$I30=17),Reference!$B$110,(IF(AND($F30=\"High\",$I30=17),Reference!$B$111,(IF(AND($F30=\"Standard\",$I30=18),Reference!$B$112,(IF(AND($F30=\"Medium\",$I30=18),Reference!$B$113,(IF(AND($F30=\"High\",$I30=18),Reference!$B$114,(IF(AND($F30=\"Standard\",$I30=21),Reference!$B$115,(IF(AND($F30=\"Medium\",$I30=21),Reference!$B$116,(IF(AND($F30=\"High\",$I30=21),Reference!$B$117,(IF(AND($F30=\"Standard\",$I30=23),Reference!$B$118,(IF(AND($F30=\"Medium\",$I30=23),Reference!$B$119,(IF(AND($F30=\"High\",$I30=23),Reference!$B$120,0))))))))))))))))))))))))))))))))))))))))))))))))))))))))))))))))))))))))))))))))))))),0)))","v":0},{"$f":"IF($D$3=\"UL\",(IF($G30>0,((IF(AND($F30=\"Standard\",$I30=2),Reference!$C$121,(IF(AND($F30=\"Medium\",$I30=2),Reference!$C$122,(IF(AND($F30=\"High\",$I30=2),Reference!$C$123,(IF(AND($F30=\"Standard\",$I30=3),Reference!$C$121,(IF(AND($F30=\"Medium\",$I30=3),Reference!$C$122,(IF(AND($F30=\"High\",$I30=3),Reference!$C$123,(IF(AND($F30=\"Standard\",$I30=4),Reference!$C$124,(IF(AND($F30=\"Medium\",$I30=4),Reference!$C$125,(IF(AND($F30=\"High\",$I30=4),Reference!$C$126,(IF(AND($F30=\"Standard\",$I30=7),Reference!$C$127,(IF(AND($F30=\"Medium\",$I30=7),Reference!$C$128,(IF(AND($F30=\"High\",$I30=7),Reference!$C$129,(IF(AND($F30=\"Standard\",$I30=8),Reference!$C$97,(IF(AND($F30=\"Medium\",$I30=8),Reference!$C$98,(IF(AND($F30=\"High\",$I30=8),Reference!$C$99,(IF(AND($F30=\"Standard\",$I30=9),Reference!$C$130,(IF(AND($F30=\"Medium\",$I30=9),Reference!$C$131,(IF(AND($F30=\"High\",$I30=9),Reference!$C$132,(IF(AND($F30=\"Standard\",$I30=11),Reference!$C$133,(IF(AND($F30=\"Medium\",$I30=11),Reference!$C$134,(IF(AND($F30=\"High\",$I30=11),Reference!$C$135,(IF(AND($F30=\"Standard\",$I30=12),Reference!$C$133,(IF(AND($F30=\"Medium\",$I30=12),Reference!$C$134,(IF(AND($F30=\"High\",$I30=12),Reference!$C$135,(IF(AND($F30=\"Standard\",$I30=13),Reference!$C$136,(IF(AND($F30=\"Medium\",$I30=13),Reference!$C$137,(IF(AND($F30=\"High\",$I30=13),Reference!$C$138,(IF(AND($F30=\"Standard\",$I30=16),Reference!$C$139,(IF(AND($F30=\"Medium\",$I30=16),Reference!$C$140,(IF(AND($F30=\"High\",$I30=16),Reference!$C$141,(IF(AND($F30=\"Standard\",$I30=17),Reference!$C$139,(IF(AND($F30=\"Medium\",$I30=17),Reference!$C$140,(IF(AND($F30=\"High\",$I30=17),Reference!$C$141,(IF(AND($F30=\"Standard\",$I30=18),Reference!$C$142,(IF(AND($F30=\"Medium\",$I30=18),Reference!$C$143,(IF(AND($F30=\"High\",$I30=18),Reference!$C$144,(IF(AND($F30=\"Standard\",$I30=21),Reference!$C$145,(IF(AND($F30=\"Medium\",$I30=21),Reference!$C$146,(IF(AND($F30=\"High\",$I30=21),Reference!$C$147,(IF(AND($F30=\"Standard\",$I30=23),Reference!$C$148,(IF(AND($F30=\"Medium\",$I30=23),Reference!$C$149,(IF(AND($F30=\"High\",$I30=23),Reference!$C$150,0))))))))))))))))))))))))))))))))))))))))))))))))))))))))))))))))))))))))))))))))))))),0)),(IF($G30>0,((IF(AND($F30=\"Standard\",$I30=2),Reference!$C$91,(IF(AND($F30=\"Medium\",$I30=2),Reference!$C$92,(IF(AND($F30=\"High\",$I30=2),Reference!$C$93,(IF(AND($F30=\"Standard\",$I30=3),Reference!$C$91,(IF(AND($F30=\"Medium\",$I30=3),Reference!$C$92,(IF(AND($F30=\"High\",$I30=3),Reference!$C$93,(IF(AND($F30=\"Standard\",$I30=4),Reference!$C$94,(IF(AND($F30=\"Medium\",$I30=4),Reference!$C$95,(IF(AND($F30=\"High\",$I30=4),Reference!$C$96,(IF(AND($F30=\"Standard\",$I30=7),Reference!$C$97,(IF(AND($F30=\"Medium\",$I30=7),Reference!$C$98,(IF(AND($F30=\"High\",$I30=7),Reference!$C$99,(IF(AND($F30=\"Standard\",$I30=8),Reference!$C$97,(IF(AND($F30=\"Medium\",$I30=8),Reference!$C$98,(IF(AND($F30=\"High\",$I30=8),Reference!$C$99,(IF(AND($F30=\"Standard\",$I30=9),Reference!$C$100,(IF(AND($F30=\"Medium\",$I30=9),Reference!$C$101,(IF(AND($F30=\"High\",$I30=9),Reference!$C$102,(IF(AND($F30=\"Standard\",$I30=11),Reference!$C$103,(IF(AND($F30=\"Medium\",$I30=11),Reference!$C$104,(IF(AND($F30=\"High\",$I30=11),Reference!$C$105,(IF(AND($F30=\"Standard\",$I30=12),Reference!$C$103,(IF(AND($F30=\"Medium\",$I30=12),Reference!$C$104,(IF(AND($F30=\"High\",$I30=12),Reference!$C$105,(IF(AND($F30=\"Standard\",$I30=13),Reference!$C$106,(IF(AND($F30=\"Medium\",$I30=13),Reference!$C$107,(IF(AND($F30=\"High\",$I30=13),Reference!$C$108,(IF(AND($F30=\"Standard\",$I30=16),Reference!$C$109,(IF(AND($F30=\"Medium\",$I30=16),Reference!$C$110,(IF(AND($F30=\"High\",$I30=16),Reference!$C$111,(IF(AND($F30=\"Standard\",$I30=17),Reference!$C$109,(IF(AND($F30=\"Medium\",$I30=17),Reference!$C$110,(IF(AND($F30=\"High\",$I30=17),Reference!$C$111,(IF(AND($F30=\"Standard\",$I30=18),Reference!$C$112,(IF(AND($F30=\"Medium\",$I30=18),Reference!$C$113,(IF(AND($F30=\"High\",$I30=18),Reference!$C$114,(IF(AND($F30=\"Standard\",$I30=21),Reference!$C$115,(IF(AND($F30=\"Medium\",$I30=21),Reference!$C$116,(IF(AND($F30=\"High\",$I30=21),Reference!$C$117,(IF(AND($F30=\"Standard\",$I30=23),Reference!$C$118,(IF(AND($F30=\"Medium\",$I30=23),Reference!$C$119,(IF(AND($F30=\"High\",$I30=23),Reference!$C$120,0))))))))))))))))))))))))))))))))))))))))))))))))))))))))))))))))))))))))))))))))))))),0)))","v":0},{"$f":"IF($D$3=\"UL\",(IF($G30>0,((IF(AND($F30=\"Standard\",$I30=2),Reference!$D$121,(IF(AND($F30=\"Medium\",$I30=2),Reference!$D$122,(IF(AND($F30=\"High\",$I30=2),Reference!$D$123,(IF(AND($F30=\"Standard\",$I30=3),Reference!$D$121,(IF(AND($F30=\"Medium\",$I30=3),Reference!$D$122,(IF(AND($F30=\"High\",$I30=3),Reference!$D$123,(IF(AND($F30=\"Standard\",$I30=4),Reference!$D$124,(IF(AND($F30=\"Medium\",$I30=4),Reference!$D$125,(IF(AND($F30=\"High\",$I30=4),Reference!$D$126,(IF(AND($F30=\"Standard\",$I30=7),Reference!$D$127,(IF(AND($F30=\"Medium\",$I30=7),Reference!$D$128,(IF(AND($F30=\"High\",$I30=7),Reference!$D$129,(IF(AND($F30=\"Standard\",$I30=8),Reference!$D$97,(IF(AND($F30=\"Medium\",$I30=8),Reference!$D$98,(IF(AND($F30=\"High\",$I30=8),Reference!$D$99,(IF(AND($F30=\"Standard\",$I30=9),Reference!$D$130,(IF(AND($F30=\"Medium\",$I30=9),Reference!$D$131,(IF(AND($F30=\"High\",$I30=9),Reference!$D$132,(IF(AND($F30=\"Standard\",$I30=11),Reference!$D$133,(IF(AND($F30=\"Medium\",$I30=11),Reference!$D$134,(IF(AND($F30=\"High\",$I30=11),Reference!$D$135,(IF(AND($F30=\"Standard\",$I30=12),Reference!$D$133,(IF(AND($F30=\"Medium\",$I30=12),Reference!$D$134,(IF(AND($F30=\"High\",$I30=12),Reference!$D$135,(IF(AND($F30=\"Standard\",$I30=13),Reference!$D$136,(IF(AND($F30=\"Medium\",$I30=13),Reference!$D$137,(IF(AND($F30=\"High\",$I30=13),Reference!$D$138,(IF(AND($F30=\"Standard\",$I30=16),Reference!$D$139,(IF(AND($F30=\"Medium\",$I30=16),Reference!$D$140,(IF(AND($F30=\"High\",$I30=16),Reference!$D$141,(IF(AND($F30=\"Standard\",$I30=17),Reference!$D$139,(IF(AND($F30=\"Medium\",$I30=17),Reference!$D$140,(IF(AND($F30=\"High\",$I30=17),Reference!$D$141,(IF(AND($F30=\"Standard\",$I30=18),Reference!$D$142,(IF(AND($F30=\"Medium\",$I30=18),Reference!$D$143,(IF(AND($F30=\"High\",$I30=18),Reference!$D$144,(IF(AND($F30=\"Standard\",$I30=21),Reference!$D$145,(IF(AND($F30=\"Medium\",$I30=21),Reference!$D$146,(IF(AND($F30=\"High\",$I30=21),Reference!$D$147,(IF(AND($F30=\"Standard\",$I30=23),Reference!$D$148,(IF(AND($F30=\"Medium\",$I30=23),Reference!$D$149,(IF(AND($F30=\"High\",$I30=23),Reference!$D$150,0))))))))))))))))))))))))))))))))))))))))))))))))))))))))))))))))))))))))))))))))))))),0)),(IF($G30>0,((IF(AND($F30=\"Standard\",$I30=2),Reference!$D$91,(IF(AND($F30=\"Medium\",$I30=2),Reference!$D$92,(IF(AND($F30=\"High\",$I30=2),Reference!$D$93,(IF(AND($F30=\"Standard\",$I30=3),Reference!$D$91,(IF(AND($F30=\"Medium\",$I30=3),Reference!$D$92,(IF(AND($F30=\"High\",$I30=3),Reference!$D$93,(IF(AND($F30=\"Standard\",$I30=4),Reference!$D$94,(IF(AND($F30=\"Medium\",$I30=4),Reference!$D$95,(IF(AND($F30=\"High\",$I30=4),Reference!$D$96,(IF(AND($F30=\"Standard\",$I30=7),Reference!$D$97,(IF(AND($F30=\"Medium\",$I30=7),Reference!$D$98,(IF(AND($F30=\"High\",$I30=7),Reference!$D$99,(IF(AND($F30=\"Standard\",$I30=8),Reference!$D$97,(IF(AND($F30=\"Medium\",$I30=8),Reference!$D$98,(IF(AND($F30=\"High\",$I30=8),Reference!$D$99,(IF(AND($F30=\"Standard\",$I30=9),Reference!$D$100,(IF(AND($F30=\"Medium\",$I30=9),Reference!$D$101,(IF(AND($F30=\"High\",$I30=9),Reference!$D$102,(IF(AND($F30=\"Standard\",$I30=11),Reference!$D$103,(IF(AND($F30=\"Medium\",$I30=11),Reference!$D$104,(IF(AND($F30=\"High\",$I30=11),Reference!$D$105,(IF(AND($F30=\"Standard\",$I30=12),Reference!$D$103,(IF(AND($F30=\"Medium\",$I30=12),Reference!$D$104,(IF(AND($F30=\"High\",$I30=12),Reference!$D$105,(IF(AND($F30=\"Standard\",$I30=13),Reference!$D$106,(IF(AND($F30=\"Medium\",$I30=13),Reference!$D$107,(IF(AND($F30=\"High\",$I30=13),Reference!$D$108,(IF(AND($F30=\"Standard\",$I30=16),Reference!$D$109,(IF(AND($F30=\"Medium\",$I30=16),Reference!$D$110,(IF(AND($F30=\"High\",$I30=16),Reference!$D$111,(IF(AND($F30=\"Standard\",$I30=17),Reference!$D$109,(IF(AND($F30=\"Medium\",$I30=17),Reference!$D$110,(IF(AND($F30=\"High\",$I30=17),Reference!$D$111,(IF(AND($F30=\"Standard\",$I30=18),Reference!$D$112,(IF(AND($F30=\"Medium\",$I30=18),Reference!$D$113,(IF(AND($F30=\"High\",$I30=18),Reference!$D$114,(IF(AND($F30=\"Standard\",$I30=21),Reference!$D$115,(IF(AND($F30=\"Medium\",$I30=21),Reference!$D$116,(IF(AND($F30=\"High\",$I30=21),Reference!$D$117,(IF(AND($F30=\"Standard\",$I30=23),Reference!$D$118,(IF(AND($F30=\"Medium\",$I30=23),Reference!$D$119,(IF(AND($F30=\"High\",$I30=23),Reference!$D$120,0))))))))))))))))))))))))))))))))))))))))))))))))))))))))))))))))))))))))))))))))))))),0)))","v":0},0,0,0,null,"No",0,0,0,0,{"$f":"IF($AN30=\"Yes\",IF($AO30=1,Reference!#REF!,IF($AO30=2,Reference!#REF!,IF($AO30=3,Reference!#REF!,0))),(IF($AP30=1,IF($AR30=2,Reference!$C$194,IF($AR30=3,Reference!$C$196,IF($AR30=4,Reference!$C$198,0))),IF($AP30=2,IF($AR30=3,Reference!$C$195,IF($AR30=4,Reference!$C$197,IF($AR30=5,Reference!$C$199,0))),0))))","v":0},{"$f":"IF(AN30=\"Yes\",IF($AO30=1,Reference!#REF!,IF($AO30=2,Reference!#REF!,IF($AO30=3,Reference!#REF!,0))),(IF($AP30=1,IF($AR30=2,Reference!$E$194,IF($AR30=3,Reference!$E$196,IF($AR30=4,Reference!$E$198,0))),IF($AP30=2,IF($AR30=3,Reference!$E$195,IF($AR30=4,Reference!$E$197,IF($AR30=5,Reference!$E$199,0))),0))))","v":0},{"$f":"IF($AN30=\"Yes\",IF($AO30=1,Reference!#REF!,IF($AO30=2,Reference!#REF!,IF($AO30=3,Reference!#REF!,0))),(IF($AP30=1,IF($AR30=2,Reference!$D$194,IF($AR30=3,Reference!$D$196,IF($AR30=4,Reference!$D$198,0))),IF($AP30=2,IF($AR30=3,Reference!$D$195,IF($AR30=4,Reference!$D$197,IF($AR30=5,Reference!$D$199,0))),0))))","v":0},0,null,0,0,null,{"$f":"IF($AX30=\"Yes\",(IF($AZ30=\"NU2\",Reference!$B$221,IF($AZ30=\"NU2D\",Reference!$B$222,IF($AZ30=\"NU5N\",Reference!$B$223,IF($AZ30=\"NU5DN\",Reference!$B$224,IF($AZ30=\"NU5DOData\",Reference!$B$225,IF($AZ30=\"NU5DOFD\",Reference!$B$227,\"\"))))))),0)","v":0},{"$f":"IF($AX30=\"Yes\",(IF($AZ30=\"NU2\",Reference!$D$221,IF($AZ30=\"NU2D\",Reference!$D$222,IF($AZ30=\"NU5N\",Reference!$D$223,IF($AZ30=\"NU5DN\",Reference!$D$224,IF($AZ30=\"NU5DOData\",Reference!$D$225,IF($AZ30=\"NU5DOFD\",Reference!$D$227,0))))))),0)","v":0},{"$f":"IF($AX30=\"Yes\",(IF($AZ30=\"NU2\",Reference!$E$221,IF($AZ30=\"NU2D\",Reference!$E$222,IF($AZ30=\"NU5N\",Reference!$E$223,IF($AZ30=\"NU5DN\",Reference!$E$224,IF($AZ30=\"NU5DOData\",Reference!$E$225,IF($AZ30=\"NU5DOFD\",Reference!$E$227,IF($AZ30=\"NU5DF\",Reference!$E$226,0)))))))),0)","v":0},null,null,null,0,{"$f":"IF($BE30=\"AD-10-1960\",Reference!$G$232,IF($BE30=\"AD-10-1963\",Reference!$G$233,IF($BE30=\"AD-10-1966\",Reference!$G$237,IF($BE30=\"AD-10-1975\",Reference!$G$237,IF($BE30=\"AD-10-1980\",Reference!$G$238,IF($BE30=\"AD-10-2000\",Reference!$G$235,IF($BE30=\"AD-10-2010\",Reference!$G$236,\"\")))))))","v":""},{"$f":"IF($BE30=\"AD-10-1960\",Reference!$F$232,IF($BE30=\"AD-10-1963\",Reference!$F$233,IF($BE30=\"AD-10-1966\",Reference!$F$237,IF($BE30=\"AD-10-1975\",Reference!$F$237,IF($BE30=\"AD-10-1980\",Reference!$F$238,IF($BE30=\"AD-10-2000\",Reference!$F$235,IF($BE30=\"AD-10-2010\",Reference!$F$236,\"\")))))))","v":""},{"$f":"IF($BE30=\"AD-10-1960\",Reference!$E$232,IF($BE30=\"AD-10-1963\",Reference!$E$233,IF($BE30=\"AD-10-1966\",Reference!$E$237,IF($BE30=\"AD-10-1975\",Reference!$E$237,IF($BE30=\"AD-10-1980\",Reference!$E$238,IF($BE30=\"AD-10-2000\",Reference!$E$235,IF($BE30=\"AD-10-2010\",Reference!$E$236,\"\")))))))","v":""},null,0,{"$f":"(IF($D30>0,(IF($BL30=\"AD-05-5400\",'Battery Consumption'!$D$5,IF($BL30=\"AD-05-5410\",'Battery Consumption'!$D$6,IF($BL30=\"AD-05-5405\",'Battery Consumption'!$D$7,IF($BL30=\"AD-05-5415\",'Battery Consumption'!$D$8,IF($BL30=\"AD-05-5425\",'Battery Consumption'!$D$9,IF($BL30=\"AD-05-5420\",'Battery Consumption'!$D$10,IF($BL30=\"AD-05-5430\",'Battery Consumption'!$D$11,IF($BL30=\"AD-05-5440\",'Battery Consumption'!$D$12,IF($BL30=\"AD-05-5435\",'Battery Consumption'!$D$13,IF($BL30=\"AD-05-5445\",'Battery Consumption'!$D$14,IF($BL30=\"AD-05-5455\",'Battery Consumption'!$D$15,IF($BL30=\"AD-05-5450\",'Battery Consumption'!$D$16,IF($BL30=\"AD-05-5460\",'Battery Consumption'!$D$17,IF($BL30=\"AD-05-5465\",'Battery Consumption'!$D$18,IF($BL30=\"AD-05-5470\",'Battery Consumption'!$D$19,IF($BL30=\"AD-05-5401\",'Battery Consumption'!$D$20,IF($BL30=\"AD-05-5413\",'Battery Consumption'!$D$21,IF($BL30=\"AD-05-5406\",'Battery Consumption'!$D$22,IF($BL30=\"AD-05-5416\",'Battery Consumption'!$D$23,IF($BL30=\"AD-05-5426\",'Battery Consumption'!$D$24,IF($BL30=\"AD-05-5421\",'Battery Consumption'!$D$25,IF($BL30=\"AD-05-5432\",'Battery Consumption'!$D$26,IF($BL30=\"AD-05-5441\",'Battery Consumption'!$D$27,IF($BL30=\"AD-05-5437\",'Battery Consumption'!$D$28,IF($BL30=\"AD-05-5446\",'Battery Consumption'!$D$29,IF($BL30=\"AD-05-5456\",'Battery Consumption'!$D$30,IF($BL30=\"AD-05-5451\",'Battery Consumption'!$D$31,IF($BL30=\"AD-05-5461\",'Battery Consumption'!$D$32,IF($BL30=\"AD-05-5471\",'Battery Consumption'!$D$33,IF($BL30=\"AD-05-5466\",'Battery Consumption'!$D$34,0))))))))))))))))))))))))))))))),0))","v":0},0,{"$f":"(IF($D30>0,(IF($BL30=\"AD-05-5400\",'Battery Consumption'!$E$5,IF($BL30=\"AD-05-5410\",'Battery Consumption'!$E$6,IF($BL30=\"AD-05-5405\",'Battery Consumption'!$E$7,IF($BL30=\"AD-05-5415\",'Battery Consumption'!$E$8,IF($BL30=\"AD-05-5425\",'Battery Consumption'!$E$9,IF($BL30=\"AD-05-5420\",'Battery Consumption'!$E$10,IF($BL30=\"AD-05-5430\",'Battery Consumption'!$E$11,IF($BL30=\"AD-05-5440\",'Battery Consumption'!$E$12,IF($BL30=\"AD-05-5435\",'Battery Consumption'!$E$13,IF($BL30=\"AD-05-5445\",'Battery Consumption'!$E$14,IF($BL30=\"AD-05-5455\",'Battery Consumption'!$E$15,IF($BL30=\"AD-05-5450\",'Battery Consumption'!$E$16,IF($BL30=\"AD-05-5460\",'Battery Consumption'!$E$17,IF($BL30=\"AD-05-5465\",'Battery Consumption'!$E$18,IF($BL30=\"AD-05-5470\",'Battery Consumption'!$E$19,IF($BL30=\"AD-05-5401\",'Battery Consumption'!$E$20,IF($BL30=\"AD-05-5413\",'Battery Consumption'!$E$21,IF($BL30=\"AD-05-5406\",'Battery Consumption'!$E$22,IF($BL30=\"AD-05-5416\",'Battery Consumption'!$E$23,IF($BL30=\"AD-05-5426\",'Battery Consumption'!$E$24,IF($BL30=\"AD-05-5421\",'Battery Consumption'!$E$25,IF($BL30=\"AD-05-5432\",'Battery Consumption'!$E$26,IF($BL30=\"AD-05-5441\",'Battery Consumption'!$E$27,IF($BL30=\"AD-05-5437\",'Battery Consumption'!$E$28,IF($BL30=\"AD-05-5446\",'Battery Consumption'!$E$29,IF($BL30=\"AD-05-5456\",'Battery Consumption'!$E$30,IF($BL30=\"AD-05-5451\",'Battery Consumption'!$E$31,IF($BL30=\"AD-05-5461\",'Battery Consumption'!$E$32,IF($BL30=\"AD-05-5471\",'Battery Consumption'!$E$33,IF($BL30=\"AD-05-5466\",'Battery Consumption'!$E$34,0))))))))))))))))))))))))))))))),0))","v":0},0,0,{"$f":"IF($D30>0,(IF($BQ30<12,Reference!$J$259,IF($BQ30<24,Reference!$J$260,IF($BQ30<65,Reference!$J$260,\"Get your own\")))),0)","v":0},{"$f":"IF($D30>0,(IF($BQ30<12,Reference!$F$259,IF($BQ30<24,Reference!$F$260,IF($BQ30<65,Reference!$F$260,\"Get your own\")))),0)","v":0},{"$f":"IF($D30>0,(IF($BQ30<12,Reference!$H$259,IF($BQ30<24,Reference!$H$260,IF($BQ30<65,Reference!$H$260,\"Get your own\")))),0)","v":0},null,0,null,null,"AD-05-5437","Net-ProSens UL Freeze-TP4",0,"UL"]
[25,null,null,null,null,null,0,0,0,0,0,0,0,0,0,null,{"$f":"IF($D$3=\"UL\",(IF(AND($G31=1,$H31=1),Reference!$C$53,IF(AND($G31=2,$H31=1),Reference!$C$54,IF(AND($G31=3,$H31=1),Reference!$C$55,IF(AND($G31=1,$H31=2),Reference!$C$56,IF(AND($G31=2,$H31=2),Reference!$C$57,IF(AND($G31=3,$H31=2),Reference!$C$58,IF(AND($G31=1,$H31=3),Reference!$C$59,IF(AND($G31=2,$H31=3),Reference!$C$60,IF(AND($G31=3,$H31=3),Reference!$C$61,IF(AND($G31=1,$H31=4),Reference!$C$62,IF(AND($G31=2,$H31=4),Reference!$C$63,IF(AND($G31=3,$H31=4),Reference!$C$64,IF(AND($G31=1,$H31=5),Reference!$C$65,IF(AND($G31=2,$H31=5),Reference!$C$66,IF(AND($G31=3,$H31=5),Reference!$C$67,0)))))))))))))))),(IF(AND($G31=1,$H31=1),Reference!$C$38,IF(AND($G31=2,$H31=1),Reference!$C$39,IF(AND($G31=3,$H31=1),Reference!$C$40,IF(AND($G31=1,$H31=2),Reference!$C$41,IF(AND($G31=2,$H31=2),Reference!$C$42,IF(AND($G31=3,$H31=2),Reference!$C$43,IF(AND($G31=1,$H31=3),Reference!$C$44,IF(AND($G31=2,$H31=3),Reference!$C$45,IF(AND($G31=3,$H31=3),Reference!$C$46,IF(AND($G31=1,$H31=4),Reference!$C$47,IF(AND($G31=2,$H31=4),Reference!$C$48,IF(AND($G31=3,$H31=4),Reference!$C$49,IF(AND($G31=1,$H31=5),Reference!$C$50,IF(AND($G31=2,$H31=5),Reference!$C$51,IF(AND($G31=3,$H31=5),Reference!$C$52,0)))))))))))))))))","v":0},{"$f":"IF($D$3=\"UL\",(IF(AND($G31=1,$H31=1),Reference!$B$53,IF(AND($G31=2,$H31=1),Reference!$B$54,IF(AND($G31=3,$H31=1),Reference!$B$55,IF(AND($G31=1,$H31=2),Reference!$B$56,IF(AND($G31=2,$H31=2),Reference!$B$57,IF(AND($G31=3,$H31=2),Reference!$B$58,IF(AND($G31=1,$H31=3),Reference!$B$59,IF(AND($G31=2,$H31=3),Reference!$B$60,IF(AND($G31=3,$H31=3),Reference!$B$61,IF(AND($G31=1,$H31=4),Reference!$B$62,IF(AND($G31=2,$H31=4),Reference!$B$63,IF(AND($G31=3,$H31=4),Reference!$B$64,IF(AND($G31=1,$H31=5),Reference!$B$65,IF(AND($G31=2,$H31=5),Reference!$B$66,IF(AND($G31=3,$H31=5),Reference!$B$67,0)))))))))))))))),(IF(AND($G31=1,$H31=1),Reference!$B$38,IF(AND($G31=2,$H31=1),Reference!$B$39,IF(AND($G31=3,$H31=1),Reference!$B$40,IF(AND($G31=1,$H31=2),Reference!$B$41,IF(AND($G31=2,$H31=2),Reference!$B$42,IF(AND($G31=3,$H31=2),Reference!$B$43,IF(AND($G31=1,$H31=3),Reference!$B$44,IF(AND($G31=2,$H31=3),Reference!$B$45,IF(AND($G31=3,$H31=3),Reference!$B$46,IF(AND($G31=1,$H31=4),Reference!$B$47,IF(AND($G31=2,$H31=4),Reference!$B$48,IF(AND($G31=3,$H31=4),Reference!$B$49,IF(AND($G31=1,$H31=5),Reference!$B$50,IF(AND($G31=2,$H31=5),Reference!$B$51,IF(AND($G31=3,$H31=5),Reference!$B$52,0)))))))))))))))))","v":0},0,0,null,0,0,null,null,null,null,null,0,0,null,null,{"$f":"IF($D$3=\"UL\",(IF($G31>0,((IF(AND($F31=\"Standard\",$I31=2),Reference!$B$121,(IF(AND($F31=\"Medium\",$I31=2),Reference!$B$122,(IF(AND($F31=\"High\",$I31=2),Reference!$B$123,(IF(AND($F31=\"Standard\",$I31=3),Reference!$B$121,(IF(AND($F31=\"Medium\",$I31=3),Reference!$B$122,(IF(AND($F31=\"High\",$I31=3),Reference!$B$123,(IF(AND($F31=\"Standard\",$I31=4),Reference!$B$124,(IF(AND($F31=\"Medium\",$I31=4),Reference!$B$125,(IF(AND($F31=\"High\",$I31=4),Reference!$B$126,(IF(AND($F31=\"Standard\",$I31=7),Reference!$B$127,(IF(AND($F31=\"Medium\",$I31=7),Reference!$B$128,(IF(AND($F31=\"High\",$I31=7),Reference!$B$129,(IF(AND($F31=\"Standard\",$I31=8),Reference!$B$97,(IF(AND($F31=\"Medium\",$I31=8),Reference!$B$98,(IF(AND($F31=\"High\",$I31=8),Reference!$B$99,(IF(AND($F31=\"Standard\",$I31=9),Reference!$B$130,(IF(AND($F31=\"Medium\",$I31=9),Reference!$B$131,(IF(AND($F31=\"High\",$I31=9),Reference!$B$132,(IF(AND($F31=\"Standard\",$I31=11),Reference!$B$133,(IF(AND($F31=\"Medium\",$I31=11),Reference!$B$134,(IF(AND($F31=\"High\",$I31=11),Reference!$B$135,(IF(AND($F31=\"Standard\",$I31=12),Reference!$B$133,(IF(AND($F31=\"Medium\",$I31=12),Reference!$B$134,(IF(AND($F31=\"High\",$I31=12),Reference!$B$135,(IF(AND($F31=\"Standard\",$I31=13),Reference!$B$136,(IF(AND($F31=\"Medium\",$I31=13),Reference!$B$137,(IF(AND($F31=\"High\",$I31=13),Reference!$B$138,(IF(AND($F31=\"Standard\",$I31=16),Reference!$B$139,(IF(AND($F31=\"Medium\",$I31=16),Reference!$B$140,(IF(AND($F31=\"High\",$I31=16),Reference!$B$141,(IF(AND($F31=\"Standard\",$I31=17),Reference!$B$139,(IF(AND($F31=\"Medium\",$I31=17),Reference!$B$140,(IF(AND($F31=\"High\",$I31=17),Reference!$B$141,(IF(AND($F31=\"Standard\",$I31=18),Reference!$B$142,(IF(AND($F31=\"Medium\",$I31=18),Reference!$B$143,(IF(AND($F31=\"High\",$I31=18),Reference!$B$144,(IF(AND($F31=\"Standard\",$I31=21),Reference!$B$145,(IF(AND($F31=\"Medium\",$I31=21),Reference!$B$146,(IF(AND($F31=\"High\",$I31=21),Reference!$B$147,(IF(AND($F31=\"Standard\",$I31=23),Reference!$B$148,(IF(AND($F31=\"Medium\",$I31=23),Reference!$B$149,(IF(AND($F31=\"High\",$I31=23),Reference!$B$150,0))))))))))))))))))))))))))))))))))))))))))))))))))))))))))))))))))))))))))))))))))))),0)),(IF($G31>0,((IF(AND($F31=\"Standard\",$I31=2),Reference!$B$91,(IF(AND($F31=\"Medium\",$I31=2),Reference!$B$92,(IF(AND($F31=\"High\",$I31=2),Reference!$B$93,(IF(AND($F31=\"Standard\",$I31=3),Reference!$B$91,(IF(AND($F31=\"Medium\",$I31=3),Reference!$B$92,(IF(AND($F31=\"High\",$I31=3),Reference!$B$93,(IF(AND($F31=\"Standard\",$I31=4),Reference!$B$94,(IF(AND($F31=\"Medium\",$I31=4),Reference!$B$95,(IF(AND($F31=\"High\",$I31=4),Reference!$B$96,(IF(AND($F31=\"Standard\",$I31=7),Reference!$B$97,(IF(AND($F31=\"Medium\",$I31=7),Reference!$B$98,(IF(AND($F31=\"High\",$I31=7),Reference!$B$99,(IF(AND($F31=\"Standard\",$I31=8),Reference!$B$97,(IF(AND($F31=\"Medium\",$I31=8),Reference!$B$98,(IF(AND($F31=\"High\",$I31=8),Reference!$B$99,(IF(AND($F31=\"Standard\",$I31=9),Reference!$B$100,(IF(AND($F31=\"Medium\",$I31=9),Reference!$B$101,(IF(AND($F31=\"High\",$I31=9),Reference!$B$102,(IF(AND($F31=\"Standard\",$I31=11),Reference!$B$103,(IF(AND($F31=\"Medium\",$I31=11),Reference!$B$104,(IF(AND($F31=\"High\",$I31=11),Reference!$B$105,(IF(AND($F31=\"Standard\",$I31=12),Reference!$B$103,(IF(AND($F31=\"Medium\",$I31=12),Reference!$B$104,(IF(AND($F31=\"High\",$I31=12),Reference!$B$105,(IF(AND($F31=\"Standard\",$I31=13),Reference!$B$106,(IF(AND($F31=\"Medium\",$I31=13),Reference!$B$107,(IF(AND($F31=\"High\",$I31=13),Reference!$B$108,(IF(AND($F31=\"Standard\",$I31=16),Reference!$B$109,(IF(AND($F31=\"Medium\",$I31=16),Reference!$B$110,(IF(AND($F31=\"High\",$I31=16),Reference!$B$111,(IF(AND($F31=\"Standard\",$I31=17),Reference!$B$109,(IF(AND($F31=\"Medium\",$I31=17),Reference!$B$110,(IF(AND($F31=\"High\",$I31=17),Reference!$B$111,(IF(AND($F31=\"Standard\",$I31=18),Reference!$B$112,(IF(AND($F31=\"Medium\",$I31=18),Reference!$B$113,(IF(AND($F31=\"High\",$I31=18),Reference!$B$114,(IF(AND($F31=\"Standard\",$I31=21),Reference!$B$115,(IF(AND($F31=\"Medium\",$I31=21),Reference!$B$116,(IF(AND($F31=\"High\",$I31=21),Reference!$B$117,(IF(AND($F31=\"Standard\",$I31=23),Reference!$B$118,(IF(AND($F31=\"Medium\",$I31=23),Reference!$B$119,(IF(AND($F31=\"High\",$I31=23),Reference!$B$120,0))))))))))))))))))))))))))))))))))))))))))))))))))))))))))))))))))))))))))))))))))))),0)))","v":0},{"$f":"IF($D$3=\"UL\",(IF($G31>0,((IF(AND($F31=\"Standard\",$I31=2),Reference!$C$121,(IF(AND($F31=\"Medium\",$I31=2),Reference!$C$122,(IF(AND($F31=\"High\",$I31=2),Reference!$C$123,(IF(AND($F31=\"Standard\",$I31=3),Reference!$C$121,(IF(AND($F31=\"Medium\",$I31=3),Reference!$C$122,(IF(AND($F31=\"High\",$I31=3),Reference!$C$123,(IF(AND($F31=\"Standard\",$I31=4),Reference!$C$124,(IF(AND($F31=\"Medium\",$I31=4),Reference!$C$125,(IF(AND($F31=\"High\",$I31=4),Reference!$C$126,(IF(AND($F31=\"Standard\",$I31=7),Reference!$C$127,(IF(AND($F31=\"Medium\",$I31=7),Reference!$C$128,(IF(AND($F31=\"High\",$I31=7),Reference!$C$129,(IF(AND($F31=\"Standard\",$I31=8),Reference!$C$97,(IF(AND($F31=\"Medium\",$I31=8),Reference!$C$98,(IF(AND($F31=\"High\",$I31=8),Reference!$C$99,(IF(AND($F31=\"Standard\",$I31=9),Reference!$C$130,(IF(AND($F31=\"Medium\",$I31=9),Reference!$C$131,(IF(AND($F31=\"High\",$I31=9),Reference!$C$132,(IF(AND($F31=\"Standard\",$I31=11),Reference!$C$133,(IF(AND($F31=\"Medium\",$I31=11),Reference!$C$134,(IF(AND($F31=\"High\",$I31=11),Reference!$C$135,(IF(AND($F31=\"Standard\",$I31=12),Reference!$C$133,(IF(AND($F31=\"Medium\",$I31=12),Reference!$C$134,(IF(AND($F31=\"High\",$I31=12),Reference!$C$135,(IF(AND($F31=\"Standard\",$I31=13),Reference!$C$136,(IF(AND($F31=\"Medium\",$I31=13),Reference!$C$137,(IF(AND($F31=\"High\",$I31=13),Reference!$C$138,(IF(AND($F31=\"Standard\",$I31=16),Reference!$C$139,(IF(AND($F31=\"Medium\",$I31=16),Reference!$C$140,(IF(AND($F31=\"High\",$I31=16),Reference!$C$141,(IF(AND($F31=\"Standard\",$I31=17),Reference!$C$139,(IF(AND($F31=\"Medium\",$I31=17),Reference!$C$140,(IF(AND($F31=\"High\",$I31=17),Reference!$C$141,(IF(AND($F31=\"Standard\",$I31=18),Reference!$C$142,(IF(AND($F31=\"Medium\",$I31=18),Reference!$C$143,(IF(AND($F31=\"High\",$I31=18),Reference!$C$144,(IF(AND($F31=\"Standard\",$I31=21),Reference!$C$145,(IF(AND($F31=\"Medium\",$I31=21),Reference!$C$146,(IF(AND($F31=\"High\",$I31=21),Reference!$C$147,(IF(AND($F31=\"Standard\",$I31=23),Reference!$C$148,(IF(AND($F31=\"Medium\",$I31=23),Reference!$C$149,(IF(AND($F31=\"High\",$I31=23),Reference!$C$150,0))))))))))))))))))))))))))))))))))))))))))))))))))))))))))))))))))))))))))))))))))))),0)),(IF($G31>0,((IF(AND($F31=\"Standard\",$I31=2),Reference!$C$91,(IF(AND($F31=\"Medium\",$I31=2),Reference!$C$92,(IF(AND($F31=\"High\",$I31=2),Reference!$C$93,(IF(AND($F31=\"Standard\",$I31=3),Reference!$C$91,(IF(AND($F31=\"Medium\",$I31=3),Reference!$C$92,(IF(AND($F31=\"High\",$I31=3),Reference!$C$93,(IF(AND($F31=\"Standard\",$I31=4),Reference!$C$94,(IF(AND($F31=\"Medium\",$I31=4),Reference!$C$95,(IF(AND($F31=\"High\",$I31=4),Reference!$C$96,(IF(AND($F31=\"Standard\",$I31=7),Reference!$C$97,(IF(AND($F31=\"Medium\",$I31=7),Reference!$C$98,(IF(AND($F31=\"High\",$I31=7),Reference!$C$99,(IF(AND($F31=\"Standard\",$I31=8),Reference!$C$97,(IF(AND($F31=\"Medium\",$I31=8),Reference!$C$98,(IF(AND($F31=\"High\",$I31=8),Reference!$C$99,(IF(AND($F31=\"Standard\",$I31=9),Reference!$C$100,(IF(AND($F31=\"Medium\",$I31=9),Reference!$C$101,(IF(AND($F31=\"High\",$I31=9),Reference!$C$102,(IF(AND($F31=\"Standard\",$I31=11),Reference!$C$103,(IF(AND($F31=\"Medium\",$I31=11),Reference!$C$104,(IF(AND($F31=\"High\",$I31=11),Reference!$C$105,(IF(AND($F31=\"Standard\",$I31=12),Reference!$C$103,(IF(AND($F31=\"Medium\",$I31=12),Reference!$C$104,(IF(AND($F31=\"High\",$I31=12),Reference!$C$105,(IF(AND($F31=\"Standard\",$I31=13),Reference!$C$106,(IF(AND($F31=\"Medium\",$I31=13),Reference!$C$107,(IF(AND($F31=\"High\",$I31=13),Reference!$C$108,(IF(AND($F31=\"Standard\",$I31=16),Reference!$C$109,(IF(AND($F31=\"Medium\",$I31=16),Reference!$C$110,(IF(AND($F31=\"High\",$I31=16),Reference!$C$111,(IF(AND($F31=\"Standard\",$I31=17),Reference!$C$109,(IF(AND($F31=\"Medium\",$I31=17),Reference!$C$110,(IF(AND($F31=\"High\",$I31=17),Reference!$C$111,(IF(AND($F31=\"Standard\",$I31=18),Reference!$C$112,(IF(AND($F31=\"Medium\",$I31=18),Reference!$C$113,(IF(AND($F31=\"High\",$I31=18),Reference!$C$114,(IF(AND($F31=\"Standard\",$I31=21),Reference!$C$115,(IF(AND($F31=\"Medium\",$I31=21),Reference!$C$116,(IF(AND($F31=\"High\",$I31=21),Reference!$C$117,(IF(AND($F31=\"Standard\",$I31=23),Reference!$C$118,(IF(AND($F31=\"Medium\",$I31=23),Reference!$C$119,(IF(AND($F31=\"High\",$I31=23),Reference!$C$120,0))))))))))))))))))))))))))))))))))))))))))))))))))))))))))))))))))))))))))))))))))))),0)))","v":0},{"$f":"IF($D$3=\"UL\",(IF($G31>0,((IF(AND($F31=\"Standard\",$I31=2),Reference!$D$121,(IF(AND($F31=\"Medium\",$I31=2),Reference!$D$122,(IF(AND($F31=\"High\",$I31=2),Reference!$D$123,(IF(AND($F31=\"Standard\",$I31=3),Reference!$D$121,(IF(AND($F31=\"Medium\",$I31=3),Reference!$D$122,(IF(AND($F31=\"High\",$I31=3),Reference!$D$123,(IF(AND($F31=\"Standard\",$I31=4),Reference!$D$124,(IF(AND($F31=\"Medium\",$I31=4),Reference!$D$125,(IF(AND($F31=\"High\",$I31=4),Reference!$D$126,(IF(AND($F31=\"Standard\",$I31=7),Reference!$D$127,(IF(AND($F31=\"Medium\",$I31=7),Reference!$D$128,(IF(AND($F31=\"High\",$I31=7),Reference!$D$129,(IF(AND($F31=\"Standard\",$I31=8),Reference!$D$97,(IF(AND($F31=\"Medium\",$I31=8),Reference!$D$98,(IF(AND($F31=\"High\",$I31=8),Reference!$D$99,(IF(AND($F31=\"Standard\",$I31=9),Reference!$D$130,(IF(AND($F31=\"Medium\",$I31=9),Reference!$D$131,(IF(AND($F31=\"High\",$I31=9),Reference!$D$132,(IF(AND($F31=\"Standard\",$I31=11),Reference!$D$133,(IF(AND($F31=\"Medium\",$I31=11),Reference!$D$134,(IF(AND($F31=\"High\",$I31=11),Reference!$D$135,(IF(AND($F31=\"Standard\",$I31=12),Reference!$D$133,(IF(AND($F31=\"Medium\",$I31=12),Reference!$D$134,(IF(AND($F31=\"High\",$I31=12),Reference!$D$135,(IF(AND($F31=\"Standard\",$I31=13),Reference!$D$136,(IF(AND($F31=\"Medium\",$I31=13),Reference!$D$137,(IF(AND($F31=\"High\",$I31=13),Reference!$D$138,(IF(AND($F31=\"Standard\",$I31=16),Reference!$D$139,(IF(AND($F31=\"Medium\",$I31=16),Reference!$D$140,(IF(AND($F31=\"High\",$I31=16),Reference!$D$141,(IF(AND($F31=\"Standard\",$I31=17),Reference!$D$139,(IF(AND($F31=\"Medium\",$I31=17),Reference!$D$140,(IF(AND($F31=\"High\",$I31=17),Reference!$D$141,(IF(AND($F31=\"Standard\",$I31=18),Reference!$D$142,(IF(AND($F31=\"Medium\",$I31=18),Reference!$D$143,(IF(AND($F31=\"High\",$I31=18),Reference!$D$144,(IF(AND($F31=\"Standard\",$I31=21),Reference!$D$145,(IF(AND($F31=\"Medium\",$I31=21),Reference!$D$146,(IF(AND($F31=\"High\",$I31=21),Reference!$D$147,(IF(AND($F31=\"Standard\",$I31=23),Reference!$D$148,(IF(AND($F31=\"Medium\",$I31=23),Reference!$D$149,(IF(AND($F31=\"High\",$I31=23),Reference!$D$150,0))))))))))))))))))))))))))))))))))))))))))))))))))))))))))))))))))))))))))))))))))))),0)),(IF($G31>0,((IF(AND($F31=\"Standard\",$I31=2),Reference!$D$91,(IF(AND($F31=\"Medium\",$I31=2),Reference!$D$92,(IF(AND($F31=\"High\",$I31=2),Reference!$D$93,(IF(AND($F31=\"Standard\",$I31=3),Reference!$D$91,(IF(AND($F31=\"Medium\",$I31=3),Reference!$D$92,(IF(AND($F31=\"High\",$I31=3),Reference!$D$93,(IF(AND($F31=\"Standard\",$I31=4),Reference!$D$94,(IF(AND($F31=\"Medium\",$I31=4),Reference!$D$95,(IF(AND($F31=\"High\",$I31=4),Reference!$D$96,(IF(AND($F31=\"Standard\",$I31=7),Reference!$D$97,(IF(AND($F31=\"Medium\",$I31=7),Reference!$D$98,(IF(AND($F31=\"High\",$I31=7),Reference!$D$99,(IF(AND($F31=\"Standard\",$I31=8),Reference!$D$97,(IF(AND($F31=\"Medium\",$I31=8),Reference!$D$98,(IF(AND($F31=\"High\",$I31=8),Reference!$D$99,(IF(AND($F31=\"Standard\",$I31=9),Reference!$D$100,(IF(AND($F31=\"Medium\",$I31=9),Reference!$D$101,(IF(AND($F31=\"High\",$I31=9),Reference!$D$102,(IF(AND($F31=\"Standard\",$I31=11),Reference!$D$103,(IF(AND($F31=\"Medium\",$I31=11),Reference!$D$104,(IF(AND($F31=\"High\",$I31=11),Reference!$D$105,(IF(AND($F31=\"Standard\",$I31=12),Reference!$D$103,(IF(AND($F31=\"Medium\",$I31=12),Reference!$D$104,(IF(AND($F31=\"High\",$I31=12),Reference!$D$105,(IF(AND($F31=\"Standard\",$I31=13),Reference!$D$106,(IF(AND($F31=\"Medium\",$I31=13),Reference!$D$107,(IF(AND($F31=\"High\",$I31=13),Reference!$D$108,(IF(AND($F31=\"Standard\",$I31=16),Reference!$D$109,(IF(AND($F31=\"Medium\",$I31=16),Reference!$D$110,(IF(AND($F31=\"High\",$I31=16),Reference!$D$111,(IF(AND($F31=\"Standard\",$I31=17),Reference!$D$109,(IF(AND($F31=\"Medium\",$I31=17),Reference!$D$110,(IF(AND($F31=\"High\",$I31=17),Reference!$D$111,(IF(AND($F31=\"Standard\",$I31=18),Reference!$D$112,(IF(AND($F31=\"Medium\",$I31=18),Reference!$D$113,(IF(AND($F31=\"High\",$I31=18),Reference!$D$114,(IF(AND($F31=\"Standard\",$I31=21),Reference!$D$115,(IF(AND($F31=\"Medium\",$I31=21),Reference!$D$116,(IF(AND($F31=\"High\",$I31=21),Reference!$D$117,(IF(AND($F31=\"Standard\",$I31=23),Reference!$D$118,(IF(AND($F31=\"Medium\",$I31=23),Reference!$D$119,(IF(AND($F31=\"High\",$I31=23),Reference!$D$120,0))))))))))))))))))))))))))))))))))))))))))))))))))))))))))))))))))))))))))))))))))))),0)))","v":0},0,0,0,null,"No",0,0,0,0,{"$f":"IF($AN31=\"Yes\",IF($AO31=1,Reference!#REF!,IF($AO31=2,Reference!#REF!,IF($AO31=3,Reference!#REF!,0))),(IF($AP31=1,IF($AR31=2,Reference!$C$194,IF($AR31=3,Reference!$C$196,IF($AR31=4,Reference!$C$198,0))),IF($AP31=2,IF($AR31=3,Reference!$C$195,IF($AR31=4,Reference!$C$197,IF($AR31=5,Reference!$C$199,0))),0))))","v":0},{"$f":"IF(AN31=\"Yes\",IF($AO31=1,Reference!#REF!,IF($AO31=2,Reference!#REF!,IF($AO31=3,Reference!#REF!,0))),(IF($AP31=1,IF($AR31=2,Reference!$E$194,IF($AR31=3,Reference!$E$196,IF($AR31=4,Reference!$E$198,0))),IF($AP31=2,IF($AR31=3,Reference!$E$195,IF($AR31=4,Reference!$E$197,IF($AR31=5,Reference!$E$199,0))),0))))","v":0},{"$f":"IF($AN31=\"Yes\",IF($AO31=1,Reference!#REF!,IF($AO31=2,Reference!#REF!,IF($AO31=3,Reference!#REF!,0))),(IF($AP31=1,IF($AR31=2,Reference!$D$194,IF($AR31=3,Reference!$D$196,IF($AR31=4,Reference!$D$198,0))),IF($AP31=2,IF($AR31=3,Reference!$D$195,IF($AR31=4,Reference!$D$197,IF($AR31=5,Reference!$D$199,0))),0))))","v":0},0,null,0,0,null,{"$f":"IF($AX31=\"Yes\",(IF($AZ31=\"NU2\",Reference!$B$221,IF($AZ31=\"NU2D\",Reference!$B$222,IF($AZ31=\"NU5N\",Reference!$B$223,IF($AZ31=\"NU5DN\",Reference!$B$224,IF($AZ31=\"NU5DOData\",Reference!$B$225,IF($AZ31=\"NU5DOFD\",Reference!$B$227,\"\"))))))),0)","v":0},{"$f":"IF($AX31=\"Yes\",(IF($AZ31=\"NU2\",Reference!$D$221,IF($AZ31=\"NU2D\",Reference!$D$222,IF($AZ31=\"NU5N\",Reference!$D$223,IF($AZ31=\"NU5DN\",Reference!$D$224,IF($AZ31=\"NU5DOData\",Reference!$D$225,IF($AZ31=\"NU5DOFD\",Reference!$D$227,0))))))),0)","v":0},{"$f":"IF($AX31=\"Yes\",(IF($AZ31=\"NU2\",Reference!$E$221,IF($AZ31=\"NU2D\",Reference!$E$222,IF($AZ31=\"NU5N\",Reference!$E$223,IF($AZ31=\"NU5DN\",Reference!$E$224,IF($AZ31=\"NU5DOData\",Reference!$E$225,IF($AZ31=\"NU5DOFD\",Reference!$E$227,IF($AZ31=\"NU5DF\",Reference!$E$226,0)))))))),0)","v":0},null,null,null,0,{"$f":"IF($BE31=\"AD-10-1960\",Reference!$G$232,IF($BE31=\"AD-10-1963\",Reference!$G$233,IF($BE31=\"AD-10-1966\",Reference!$G$237,IF($BE31=\"AD-10-1975\",Reference!$G$237,IF($BE31=\"AD-10-1980\",Reference!$G$238,IF($BE31=\"AD-10-2000\",Reference!$G$235,IF($BE31=\"AD-10-2010\",Reference!$G$236,\"\")))))))","v":""},{"$f":"IF($BE31=\"AD-10-1960\",Reference!$F$232,IF($BE31=\"AD-10-1963\",Reference!$F$233,IF($BE31=\"AD-10-1966\",Reference!$F$237,IF($BE31=\"AD-10-1975\",Reference!$F$237,IF($BE31=\"AD-10-1980\",Reference!$F$238,IF($BE31=\"AD-10-2000\",Reference!$F$235,IF($BE31=\"AD-10-2010\",Reference!$F$236,\"\")))))))","v":""},{"$f":"IF($BE31=\"AD-10-1960\",Reference!$E$232,IF($BE31=\"AD-10-1963\",Reference!$E$233,IF($BE31=\"AD-10-1966\",Reference!$E$237,IF($BE31=\"AD-10-1975\",Reference!$E$237,IF($BE31=\"AD-10-1980\",Reference!$E$238,IF($BE31=\"AD-10-2000\",Reference!$E$235,IF($BE31=\"AD-10-2010\",Reference!$E$236,\"\")))))))","v":""},null,0,{"$f":"(IF($D31>0,(IF($BL31=\"AD-05-5400\",'Battery Consumption'!$D$5,IF($BL31=\"AD-05-5410\",'Battery Consumption'!$D$6,IF($BL31=\"AD-05-5405\",'Battery Consumption'!$D$7,IF($BL31=\"AD-05-5415\",'Battery Consumption'!$D$8,IF($BL31=\"AD-05-5425\",'Battery Consumption'!$D$9,IF($BL31=\"AD-05-5420\",'Battery Consumption'!$D$10,IF($BL31=\"AD-05-5430\",'Battery Consumption'!$D$11,IF($BL31=\"AD-05-5440\",'Battery Consumption'!$D$12,IF($BL31=\"AD-05-5435\",'Battery Consumption'!$D$13,IF($BL31=\"AD-05-5445\",'Battery Consumption'!$D$14,IF($BL31=\"AD-05-5455\",'Battery Consumption'!$D$15,IF($BL31=\"AD-05-5450\",'Battery Consumption'!$D$16,IF($BL31=\"AD-05-5460\",'Battery Consumption'!$D$17,IF($BL31=\"AD-05-5465\",'Battery Consumption'!$D$18,IF($BL31=\"AD-05-5470\",'Battery Consumption'!$D$19,IF($BL31=\"AD-05-5401\",'Battery Consumption'!$D$20,IF($BL31=\"AD-05-5413\",'Battery Consumption'!$D$21,IF($BL31=\"AD-05-5406\",'Battery Consumption'!$D$22,IF($BL31=\"AD-05-5416\",'Battery Consumption'!$D$23,IF($BL31=\"AD-05-5426\",'Battery Consumption'!$D$24,IF($BL31=\"AD-05-5421\",'Battery Consumption'!$D$25,IF($BL31=\"AD-05-5432\",'Battery Consumption'!$D$26,IF($BL31=\"AD-05-5441\",'Battery Consumption'!$D$27,IF($BL31=\"AD-05-5437\",'Battery Consumption'!$D$28,IF($BL31=\"AD-05-5446\",'Battery Consumption'!$D$29,IF($BL31=\"AD-05-5456\",'Battery Consumption'!$D$30,IF($BL31=\"AD-05-5451\",'Battery Consumption'!$D$31,IF($BL31=\"AD-05-5461\",'Battery Consumption'!$D$32,IF($BL31=\"AD-05-5471\",'Battery Consumption'!$D$33,IF($BL31=\"AD-05-5466\",'Battery Consumption'!$D$34,0))))))))))))))))))))))))))))))),0))","v":0},0,{"$f":"(IF($D31>0,(IF($BL31=\"AD-05-5400\",'Battery Consumption'!$E$5,IF($BL31=\"AD-05-5410\",'Battery Consumption'!$E$6,IF($BL31=\"AD-05-5405\",'Battery Consumption'!$E$7,IF($BL31=\"AD-05-5415\",'Battery Consumption'!$E$8,IF($BL31=\"AD-05-5425\",'Battery Consumption'!$E$9,IF($BL31=\"AD-05-5420\",'Battery Consumption'!$E$10,IF($BL31=\"AD-05-5430\",'Battery Consumption'!$E$11,IF($BL31=\"AD-05-5440\",'Battery Consumption'!$E$12,IF($BL31=\"AD-05-5435\",'Battery Consumption'!$E$13,IF($BL31=\"AD-05-5445\",'Battery Consumption'!$E$14,IF($BL31=\"AD-05-5455\",'Battery Consumption'!$E$15,IF($BL31=\"AD-05-5450\",'Battery Consumption'!$E$16,IF($BL31=\"AD-05-5460\",'Battery Consumption'!$E$17,IF($BL31=\"AD-05-5465\",'Battery Consumption'!$E$18,IF($BL31=\"AD-05-5470\",'Battery Consumption'!$E$19,IF($BL31=\"AD-05-5401\",'Battery Consumption'!$E$20,IF($BL31=\"AD-05-5413\",'Battery Consumption'!$E$21,IF($BL31=\"AD-05-5406\",'Battery Consumption'!$E$22,IF($BL31=\"AD-05-5416\",'Battery Consumption'!$E$23,IF($BL31=\"AD-05-5426\",'Battery Consumption'!$E$24,IF($BL31=\"AD-05-5421\",'Battery Consumption'!$E$25,IF($BL31=\"AD-05-5432\",'Battery Consumption'!$E$26,IF($BL31=\"AD-05-5441\",'Battery Consumption'!$E$27,IF($BL31=\"AD-05-5437\",'Battery Consumption'!$E$28,IF($BL31=\"AD-05-5446\",'Battery Consumption'!$E$29,IF($BL31=\"AD-05-5456\",'Battery Consumption'!$E$30,IF($BL31=\"AD-05-5451\",'Battery Consumption'!$E$31,IF($BL31=\"AD-05-5461\",'Battery Consumption'!$E$32,IF($BL31=\"AD-05-5471\",'Battery Consumption'!$E$33,IF($BL31=\"AD-05-5466\",'Battery Consumption'!$E$34,0))))))))))))))))))))))))))))))),0))","v":0},0,0,{"$f":"IF($D31>0,(IF($BQ31<12,Reference!$J$259,IF($BQ31<24,Reference!$J$260,IF($BQ31<65,Reference!$J$260,\"Get your own\")))),0)","v":0},{"$f":"IF($D31>0,(IF($BQ31<12,Reference!$F$259,IF($BQ31<24,Reference!$F$260,IF($BQ31<65,Reference!$F$260,\"Get your own\")))),0)","v":0},{"$f":"IF($D31>0,(IF($BQ31<12,Reference!$H$259,IF($BQ31<24,Reference!$H$260,IF($BQ31<65,Reference!$H$260,\"Get your own\")))),0)","v":0},null,0,null,null,"AD-05-5446","Net-ProSens UL Standard-TP5",0,"UL"]
[26,null,null,null,null,null,0,0,0,0,0,0,0,0,0,null,{"$f":"IF($D$3=\"UL\",(IF(AND($G32=1,$H32=1),Reference!$C$53,IF(AND($G32=2,$H32=1),Reference!$C$54,IF(AND($G32=3,$H32=1),Reference!$C$55,IF(AND($G32=1,$H32=2),Reference!$C$56,IF(AND($G32=2,$H32=2),Reference!$C$57,IF(AND($G32=3,$H32=2),Reference!$C$58,IF(AND($G32=1,$H32=3),Reference!$C$59,IF(AND($G32=2,$H32=3),Reference!$C$60,IF(AND($G32=3,$H32=3),Reference!$C$61,IF(AND($G32=1,$H32=4),Reference!$C$62,IF(AND($G32=2,$H32=4),Reference!$C$63,IF(AND($G32=3,$H32=4),Reference!$C$64,IF(AND($G32=1,$H32=5),Reference!$C$65,IF(AND($G32=2,$H32=5),Reference!$C$66,IF(AND($G32=3,$H32=5),Reference!$C$67,0)))))))))))))))),(IF(AND($G32=1,$H32=1),Reference!$C$38,IF(AND($G32=2,$H32=1),Reference!$C$39,IF(AND($G32=3,$H32=1),Reference!$C$40,IF(AND($G32=1,$H32=2),Reference!$C$41,IF(AND($G32=2,$H32=2),Reference!$C$42,IF(AND($G32=3,$H32=2),Reference!$C$43,IF(AND($G32=1,$H32=3),Reference!$C$44,IF(AND($G32=2,$H32=3),Reference!$C$45,IF(AND($G32=3,$H32=3),Reference!$C$46,IF(AND($G32=1,$H32=4),Reference!$C$47,IF(AND($G32=2,$H32=4),Reference!$C$48,IF(AND($G32=3,$H32=4),Reference!$C$49,IF(AND($G32=1,$H32=5),Reference!$C$50,IF(AND($G32=2,$H32=5),Reference!$C$51,IF(AND($G32=3,$H32=5),Reference!$C$52,0)))))))))))))))))","v":0},{"$f":"IF($D$3=\"UL\",(IF(AND($G32=1,$H32=1),Reference!$B$53,IF(AND($G32=2,$H32=1),Reference!$B$54,IF(AND($G32=3,$H32=1),Reference!$B$55,IF(AND($G32=1,$H32=2),Reference!$B$56,IF(AND($G32=2,$H32=2),Reference!$B$57,IF(AND($G32=3,$H32=2),Reference!$B$58,IF(AND($G32=1,$H32=3),Reference!$B$59,IF(AND($G32=2,$H32=3),Reference!$B$60,IF(AND($G32=3,$H32=3),Reference!$B$61,IF(AND($G32=1,$H32=4),Reference!$B$62,IF(AND($G32=2,$H32=4),Reference!$B$63,IF(AND($G32=3,$H32=4),Reference!$B$64,IF(AND($G32=1,$H32=5),Reference!$B$65,IF(AND($G32=2,$H32=5),Reference!$B$66,IF(AND($G32=3,$H32=5),Reference!$B$67,0)))))))))))))))),(IF(AND($G32=1,$H32=1),Reference!$B$38,IF(AND($G32=2,$H32=1),Reference!$B$39,IF(AND($G32=3,$H32=1),Reference!$B$40,IF(AND($G32=1,$H32=2),Reference!$B$41,IF(AND($G32=2,$H32=2),Reference!$B$42,IF(AND($G32=3,$H32=2),Reference!$B$43,IF(AND($G32=1,$H32=3),Reference!$B$44,IF(AND($G32=2,$H32=3),Reference!$B$45,IF(AND($G32=3,$H32=3),Reference!$B$46,IF(AND($G32=1,$H32=4),Reference!$B$47,IF(AND($G32=2,$H32=4),Reference!$B$48,IF(AND($G32=3,$H32=4),Reference!$B$49,IF(AND($G32=1,$H32=5),Reference!$B$50,IF(AND($G32=2,$H32=5),Reference!$B$51,IF(AND($G32=3,$H32=5),Reference!$B$52,0)))))))))))))))))","v":0},0,0,null,0,0,null,null,null,null,null,0,0,null,null,{"$f":"IF($D$3=\"UL\",(IF($G32>0,((IF(AND($F32=\"Standard\",$I32=2),Reference!$B$121,(IF(AND($F32=\"Medium\",$I32=2),Reference!$B$122,(IF(AND($F32=\"High\",$I32=2),Reference!$B$123,(IF(AND($F32=\"Standard\",$I32=3),Reference!$B$121,(IF(AND($F32=\"Medium\",$I32=3),Reference!$B$122,(IF(AND($F32=\"High\",$I32=3),Reference!$B$123,(IF(AND($F32=\"Standard\",$I32=4),Reference!$B$124,(IF(AND($F32=\"Medium\",$I32=4),Reference!$B$125,(IF(AND($F32=\"High\",$I32=4),Reference!$B$126,(IF(AND($F32=\"Standard\",$I32=7),Reference!$B$127,(IF(AND($F32=\"Medium\",$I32=7),Reference!$B$128,(IF(AND($F32=\"High\",$I32=7),Reference!$B$129,(IF(AND($F32=\"Standard\",$I32=8),Reference!$B$97,(IF(AND($F32=\"Medium\",$I32=8),Reference!$B$98,(IF(AND($F32=\"High\",$I32=8),Reference!$B$99,(IF(AND($F32=\"Standard\",$I32=9),Reference!$B$130,(IF(AND($F32=\"Medium\",$I32=9),Reference!$B$131,(IF(AND($F32=\"High\",$I32=9),Reference!$B$132,(IF(AND($F32=\"Standard\",$I32=11),Reference!$B$133,(IF(AND($F32=\"Medium\",$I32=11),Reference!$B$134,(IF(AND($F32=\"High\",$I32=11),Reference!$B$135,(IF(AND($F32=\"Standard\",$I32=12),Reference!$B$133,(IF(AND($F32=\"Medium\",$I32=12),Reference!$B$134,(IF(AND($F32=\"High\",$I32=12),Reference!$B$135,(IF(AND($F32=\"Standard\",$I32=13),Reference!$B$136,(IF(AND($F32=\"Medium\",$I32=13),Reference!$B$137,(IF(AND($F32=\"High\",$I32=13),Reference!$B$138,(IF(AND($F32=\"Standard\",$I32=16),Reference!$B$139,(IF(AND($F32=\"Medium\",$I32=16),Reference!$B$140,(IF(AND($F32=\"High\",$I32=16),Reference!$B$141,(IF(AND($F32=\"Standard\",$I32=17),Reference!$B$139,(IF(AND($F32=\"Medium\",$I32=17),Reference!$B$140,(IF(AND($F32=\"High\",$I32=17),Reference!$B$141,(IF(AND($F32=\"Standard\",$I32=18),Reference!$B$142,(IF(AND($F32=\"Medium\",$I32=18),Reference!$B$143,(IF(AND($F32=\"High\",$I32=18),Reference!$B$144,(IF(AND($F32=\"Standard\",$I32=21),Reference!$B$145,(IF(AND($F32=\"Medium\",$I32=21),Reference!$B$146,(IF(AND($F32=\"High\",$I32=21),Reference!$B$147,(IF(AND($F32=\"Standard\",$I32=23),Reference!$B$148,(IF(AND($F32=\"Medium\",$I32=23),Reference!$B$149,(IF(AND($F32=\"High\",$I32=23),Reference!$B$150,0))))))))))))))))))))))))))))))))))))))))))))))))))))))))))))))))))))))))))))))))))))),0)),(IF($G32>0,((IF(AND($F32=\"Standard\",$I32=2),Reference!$B$91,(IF(AND($F32=\"Medium\",$I32=2),Reference!$B$92,(IF(AND($F32=\"High\",$I32=2),Reference!$B$93,(IF(AND($F32=\"Standard\",$I32=3),Reference!$B$91,(IF(AND($F32=\"Medium\",$I32=3),Reference!$B$92,(IF(AND($F32=\"High\",$I32=3),Reference!$B$93,(IF(AND($F32=\"Standard\",$I32=4),Reference!$B$94,(IF(AND($F32=\"Medium\",$I32=4),Reference!$B$95,(IF(AND($F32=\"High\",$I32=4),Reference!$B$96,(IF(AND($F32=\"Standard\",$I32=7),Reference!$B$97,(IF(AND($F32=\"Medium\",$I32=7),Reference!$B$98,(IF(AND($F32=\"High\",$I32=7),Reference!$B$99,(IF(AND($F32=\"Standard\",$I32=8),Reference!$B$97,(IF(AND($F32=\"Medium\",$I32=8),Reference!$B$98,(IF(AND($F32=\"High\",$I32=8),Reference!$B$99,(IF(AND($F32=\"Standard\",$I32=9),Reference!$B$100,(IF(AND($F32=\"Medium\",$I32=9),Reference!$B$101,(IF(AND($F32=\"High\",$I32=9),Reference!$B$102,(IF(AND($F32=\"Standard\",$I32=11),Reference!$B$103,(IF(AND($F32=\"Medium\",$I32=11),Reference!$B$104,(IF(AND($F32=\"High\",$I32=11),Reference!$B$105,(IF(AND($F32=\"Standard\",$I32=12),Reference!$B$103,(IF(AND($F32=\"Medium\",$I32=12),Reference!$B$104,(IF(AND($F32=\"High\",$I32=12),Reference!$B$105,(IF(AND($F32=\"Standard\",$I32=13),Reference!$B$106,(IF(AND($F32=\"Medium\",$I32=13),Reference!$B$107,(IF(AND($F32=\"High\",$I32=13),Reference!$B$108,(IF(AND($F32=\"Standard\",$I32=16),Reference!$B$109,(IF(AND($F32=\"Medium\",$I32=16),Reference!$B$110,(IF(AND($F32=\"High\",$I32=16),Reference!$B$111,(IF(AND($F32=\"Standard\",$I32=17),Reference!$B$109,(IF(AND($F32=\"Medium\",$I32=17),Reference!$B$110,(IF(AND($F32=\"High\",$I32=17),Reference!$B$111,(IF(AND($F32=\"Standard\",$I32=18),Reference!$B$112,(IF(AND($F32=\"Medium\",$I32=18),Reference!$B$113,(IF(AND($F32=\"High\",$I32=18),Reference!$B$114,(IF(AND($F32=\"Standard\",$I32=21),Reference!$B$115,(IF(AND($F32=\"Medium\",$I32=21),Reference!$B$116,(IF(AND($F32=\"High\",$I32=21),Reference!$B$117,(IF(AND($F32=\"Standard\",$I32=23),Reference!$B$118,(IF(AND($F32=\"Medium\",$I32=23),Reference!$B$119,(IF(AND($F32=\"High\",$I32=23),Reference!$B$120,0))))))))))))))))))))))))))))))))))))))))))))))))))))))))))))))))))))))))))))))))))))),0)))","v":0},{"$f":"IF($D$3=\"UL\",(IF($G32>0,((IF(AND($F32=\"Standard\",$I32=2),Reference!$C$121,(IF(AND($F32=\"Medium\",$I32=2),Reference!$C$122,(IF(AND($F32=\"High\",$I32=2),Reference!$C$123,(IF(AND($F32=\"Standard\",$I32=3),Reference!$C$121,(IF(AND($F32=\"Medium\",$I32=3),Reference!$C$122,(IF(AND($F32=\"High\",$I32=3),Reference!$C$123,(IF(AND($F32=\"Standard\",$I32=4),Reference!$C$124,(IF(AND($F32=\"Medium\",$I32=4),Reference!$C$125,(IF(AND($F32=\"High\",$I32=4),Reference!$C$126,(IF(AND($F32=\"Standard\",$I32=7),Reference!$C$127,(IF(AND($F32=\"Medium\",$I32=7),Reference!$C$128,(IF(AND($F32=\"High\",$I32=7),Reference!$C$129,(IF(AND($F32=\"Standard\",$I32=8),Reference!$C$97,(IF(AND($F32=\"Medium\",$I32=8),Reference!$C$98,(IF(AND($F32=\"High\",$I32=8),Reference!$C$99,(IF(AND($F32=\"Standard\",$I32=9),Reference!$C$130,(IF(AND($F32=\"Medium\",$I32=9),Reference!$C$131,(IF(AND($F32=\"High\",$I32=9),Reference!$C$132,(IF(AND($F32=\"Standard\",$I32=11),Reference!$C$133,(IF(AND($F32=\"Medium\",$I32=11),Reference!$C$134,(IF(AND($F32=\"High\",$I32=11),Reference!$C$135,(IF(AND($F32=\"Standard\",$I32=12),Reference!$C$133,(IF(AND($F32=\"Medium\",$I32=12),Reference!$C$134,(IF(AND($F32=\"High\",$I32=12),Reference!$C$135,(IF(AND($F32=\"Standard\",$I32=13),Reference!$C$136,(IF(AND($F32=\"Medium\",$I32=13),Reference!$C$137,(IF(AND($F32=\"High\",$I32=13),Reference!$C$138,(IF(AND($F32=\"Standard\",$I32=16),Reference!$C$139,(IF(AND($F32=\"Medium\",$I32=16),Reference!$C$140,(IF(AND($F32=\"High\",$I32=16),Reference!$C$141,(IF(AND($F32=\"Standard\",$I32=17),Reference!$C$139,(IF(AND($F32=\"Medium\",$I32=17),Reference!$C$140,(IF(AND($F32=\"High\",$I32=17),Reference!$C$141,(IF(AND($F32=\"Standard\",$I32=18),Reference!$C$142,(IF(AND($F32=\"Medium\",$I32=18),Reference!$C$143,(IF(AND($F32=\"High\",$I32=18),Reference!$C$144,(IF(AND($F32=\"Standard\",$I32=21),Reference!$C$145,(IF(AND($F32=\"Medium\",$I32=21),Reference!$C$146,(IF(AND($F32=\"High\",$I32=21),Reference!$C$147,(IF(AND($F32=\"Standard\",$I32=23),Reference!$C$148,(IF(AND($F32=\"Medium\",$I32=23),Reference!$C$149,(IF(AND($F32=\"High\",$I32=23),Reference!$C$150,0))))))))))))))))))))))))))))))))))))))))))))))))))))))))))))))))))))))))))))))))))))),0)),(IF($G32>0,((IF(AND($F32=\"Standard\",$I32=2),Reference!$C$91,(IF(AND($F32=\"Medium\",$I32=2),Reference!$C$92,(IF(AND($F32=\"High\",$I32=2),Reference!$C$93,(IF(AND($F32=\"Standard\",$I32=3),Reference!$C$91,(IF(AND($F32=\"Medium\",$I32=3),Reference!$C$92,(IF(AND($F32=\"High\",$I32=3),Reference!$C$93,(IF(AND($F32=\"Standard\",$I32=4),Reference!$C$94,(IF(AND($F32=\"Medium\",$I32=4),Reference!$C$95,(IF(AND($F32=\"High\",$I32=4),Reference!$C$96,(IF(AND($F32=\"Standard\",$I32=7),Reference!$C$97,(IF(AND($F32=\"Medium\",$I32=7),Reference!$C$98,(IF(AND($F32=\"High\",$I32=7),Reference!$C$99,(IF(AND($F32=\"Standard\",$I32=8),Reference!$C$97,(IF(AND($F32=\"Medium\",$I32=8),Reference!$C$98,(IF(AND($F32=\"High\",$I32=8),Reference!$C$99,(IF(AND($F32=\"Standard\",$I32=9),Reference!$C$100,(IF(AND($F32=\"Medium\",$I32=9),Reference!$C$101,(IF(AND($F32=\"High\",$I32=9),Reference!$C$102,(IF(AND($F32=\"Standard\",$I32=11),Reference!$C$103,(IF(AND($F32=\"Medium\",$I32=11),Reference!$C$104,(IF(AND($F32=\"High\",$I32=11),Reference!$C$105,(IF(AND($F32=\"Standard\",$I32=12),Reference!$C$103,(IF(AND($F32=\"Medium\",$I32=12),Reference!$C$104,(IF(AND($F32=\"High\",$I32=12),Reference!$C$105,(IF(AND($F32=\"Standard\",$I32=13),Reference!$C$106,(IF(AND($F32=\"Medium\",$I32=13),Reference!$C$107,(IF(AND($F32=\"High\",$I32=13),Reference!$C$108,(IF(AND($F32=\"Standard\",$I32=16),Reference!$C$109,(IF(AND($F32=\"Medium\",$I32=16),Reference!$C$110,(IF(AND($F32=\"High\",$I32=16),Reference!$C$111,(IF(AND($F32=\"Standard\",$I32=17),Reference!$C$109,(IF(AND($F32=\"Medium\",$I32=17),Reference!$C$110,(IF(AND($F32=\"High\",$I32=17),Reference!$C$111,(IF(AND($F32=\"Standard\",$I32=18),Reference!$C$112,(IF(AND($F32=\"Medium\",$I32=18),Reference!$C$113,(IF(AND($F32=\"High\",$I32=18),Reference!$C$114,(IF(AND($F32=\"Standard\",$I32=21),Reference!$C$115,(IF(AND($F32=\"Medium\",$I32=21),Reference!$C$116,(IF(AND($F32=\"High\",$I32=21),Reference!$C$117,(IF(AND($F32=\"Standard\",$I32=23),Reference!$C$118,(IF(AND($F32=\"Medium\",$I32=23),Reference!$C$119,(IF(AND($F32=\"High\",$I32=23),Reference!$C$120,0))))))))))))))))))))))))))))))))))))))))))))))))))))))))))))))))))))))))))))))))))))),0)))","v":0},{"$f":"IF($D$3=\"UL\",(IF($G32>0,((IF(AND($F32=\"Standard\",$I32=2),Reference!$D$121,(IF(AND($F32=\"Medium\",$I32=2),Reference!$D$122,(IF(AND($F32=\"High\",$I32=2),Reference!$D$123,(IF(AND($F32=\"Standard\",$I32=3),Reference!$D$121,(IF(AND($F32=\"Medium\",$I32=3),Reference!$D$122,(IF(AND($F32=\"High\",$I32=3),Reference!$D$123,(IF(AND($F32=\"Standard\",$I32=4),Reference!$D$124,(IF(AND($F32=\"Medium\",$I32=4),Reference!$D$125,(IF(AND($F32=\"High\",$I32=4),Reference!$D$126,(IF(AND($F32=\"Standard\",$I32=7),Reference!$D$127,(IF(AND($F32=\"Medium\",$I32=7),Reference!$D$128,(IF(AND($F32=\"High\",$I32=7),Reference!$D$129,(IF(AND($F32=\"Standard\",$I32=8),Reference!$D$97,(IF(AND($F32=\"Medium\",$I32=8),Reference!$D$98,(IF(AND($F32=\"High\",$I32=8),Reference!$D$99,(IF(AND($F32=\"Standard\",$I32=9),Reference!$D$130,(IF(AND($F32=\"Medium\",$I32=9),Reference!$D$131,(IF(AND($F32=\"High\",$I32=9),Reference!$D$132,(IF(AND($F32=\"Standard\",$I32=11),Reference!$D$133,(IF(AND($F32=\"Medium\",$I32=11),Reference!$D$134,(IF(AND($F32=\"High\",$I32=11),Reference!$D$135,(IF(AND($F32=\"Standard\",$I32=12),Reference!$D$133,(IF(AND($F32=\"Medium\",$I32=12),Reference!$D$134,(IF(AND($F32=\"High\",$I32=12),Reference!$D$135,(IF(AND($F32=\"Standard\",$I32=13),Reference!$D$136,(IF(AND($F32=\"Medium\",$I32=13),Reference!$D$137,(IF(AND($F32=\"High\",$I32=13),Reference!$D$138,(IF(AND($F32=\"Standard\",$I32=16),Reference!$D$139,(IF(AND($F32=\"Medium\",$I32=16),Reference!$D$140,(IF(AND($F32=\"High\",$I32=16),Reference!$D$141,(IF(AND($F32=\"Standard\",$I32=17),Reference!$D$139,(IF(AND($F32=\"Medium\",$I32=17),Reference!$D$140,(IF(AND($F32=\"High\",$I32=17),Reference!$D$141,(IF(AND($F32=\"Standard\",$I32=18),Reference!$D$142,(IF(AND($F32=\"Medium\",$I32=18),Reference!$D$143,(IF(AND($F32=\"High\",$I32=18),Reference!$D$144,(IF(AND($F32=\"Standard\",$I32=21),Reference!$D$145,(IF(AND($F32=\"Medium\",$I32=21),Reference!$D$146,(IF(AND($F32=\"High\",$I32=21),Reference!$D$147,(IF(AND($F32=\"Standard\",$I32=23),Reference!$D$148,(IF(AND($F32=\"Medium\",$I32=23),Reference!$D$149,(IF(AND($F32=\"High\",$I32=23),Reference!$D$150,0))))))))))))))))))))))))))))))))))))))))))))))))))))))))))))))))))))))))))))))))))))),0)),(IF($G32>0,((IF(AND($F32=\"Standard\",$I32=2),Reference!$D$91,(IF(AND($F32=\"Medium\",$I32=2),Reference!$D$92,(IF(AND($F32=\"High\",$I32=2),Reference!$D$93,(IF(AND($F32=\"Standard\",$I32=3),Reference!$D$91,(IF(AND($F32=\"Medium\",$I32=3),Reference!$D$92,(IF(AND($F32=\"High\",$I32=3),Reference!$D$93,(IF(AND($F32=\"Standard\",$I32=4),Reference!$D$94,(IF(AND($F32=\"Medium\",$I32=4),Reference!$D$95,(IF(AND($F32=\"High\",$I32=4),Reference!$D$96,(IF(AND($F32=\"Standard\",$I32=7),Reference!$D$97,(IF(AND($F32=\"Medium\",$I32=7),Reference!$D$98,(IF(AND($F32=\"High\",$I32=7),Reference!$D$99,(IF(AND($F32=\"Standard\",$I32=8),Reference!$D$97,(IF(AND($F32=\"Medium\",$I32=8),Reference!$D$98,(IF(AND($F32=\"High\",$I32=8),Reference!$D$99,(IF(AND($F32=\"Standard\",$I32=9),Reference!$D$100,(IF(AND($F32=\"Medium\",$I32=9),Reference!$D$101,(IF(AND($F32=\"High\",$I32=9),Reference!$D$102,(IF(AND($F32=\"Standard\",$I32=11),Reference!$D$103,(IF(AND($F32=\"Medium\",$I32=11),Reference!$D$104,(IF(AND($F32=\"High\",$I32=11),Reference!$D$105,(IF(AND($F32=\"Standard\",$I32=12),Reference!$D$103,(IF(AND($F32=\"Medium\",$I32=12),Reference!$D$104,(IF(AND($F32=\"High\",$I32=12),Reference!$D$105,(IF(AND($F32=\"Standard\",$I32=13),Reference!$D$106,(IF(AND($F32=\"Medium\",$I32=13),Reference!$D$107,(IF(AND($F32=\"High\",$I32=13),Reference!$D$108,(IF(AND($F32=\"Standard\",$I32=16),Reference!$D$109,(IF(AND($F32=\"Medium\",$I32=16),Reference!$D$110,(IF(AND($F32=\"High\",$I32=16),Reference!$D$111,(IF(AND($F32=\"Standard\",$I32=17),Reference!$D$109,(IF(AND($F32=\"Medium\",$I32=17),Reference!$D$110,(IF(AND($F32=\"High\",$I32=17),Reference!$D$111,(IF(AND($F32=\"Standard\",$I32=18),Reference!$D$112,(IF(AND($F32=\"Medium\",$I32=18),Reference!$D$113,(IF(AND($F32=\"High\",$I32=18),Reference!$D$114,(IF(AND($F32=\"Standard\",$I32=21),Reference!$D$115,(IF(AND($F32=\"Medium\",$I32=21),Reference!$D$116,(IF(AND($F32=\"High\",$I32=21),Reference!$D$117,(IF(AND($F32=\"Standard\",$I32=23),Reference!$D$118,(IF(AND($F32=\"Medium\",$I32=23),Reference!$D$119,(IF(AND($F32=\"High\",$I32=23),Reference!$D$120,0))))))))))))))))))))))))))))))))))))))))))))))))))))))))))))))))))))))))))))))))))))),0)))","v":0},0,0,0,null,"No",0,0,0,0,{"$f":"IF($AN32=\"Yes\",IF($AO32=1,Reference!#REF!,IF($AO32=2,Reference!#REF!,IF($AO32=3,Reference!#REF!,0))),(IF($AP32=1,IF($AR32=2,Reference!$C$194,IF($AR32=3,Reference!$C$196,IF($AR32=4,Reference!$C$198,0))),IF($AP32=2,IF($AR32=3,Reference!$C$195,IF($AR32=4,Reference!$C$197,IF($AR32=5,Reference!$C$199,0))),0))))","v":0},{"$f":"IF(AN32=\"Yes\",IF($AO32=1,Reference!#REF!,IF($AO32=2,Reference!#REF!,IF($AO32=3,Reference!#REF!,0))),(IF($AP32=1,IF($AR32=2,Reference!$E$194,IF($AR32=3,Reference!$E$196,IF($AR32=4,Reference!$E$198,0))),IF($AP32=2,IF($AR32=3,Reference!$E$195,IF($AR32=4,Reference!$E$197,IF($AR32=5,Reference!$E$199,0))),0))))","v":0},{"$f":"IF($AN32=\"Yes\",IF($AO32=1,Reference!#REF!,IF($AO32=2,Reference!#REF!,IF($AO32=3,Reference!#REF!,0))),(IF($AP32=1,IF($AR32=2,Reference!$D$194,IF($AR32=3,Reference!$D$196,IF($AR32=4,Reference!$D$198,0))),IF($AP32=2,IF($AR32=3,Reference!$D$195,IF($AR32=4,Reference!$D$197,IF($AR32=5,Reference!$D$199,0))),0))))","v":0},0,null,0,0,null,{"$f":"IF($AX32=\"Yes\",(IF($AZ32=\"NU2\",Reference!$B$221,IF($AZ32=\"NU2D\",Reference!$B$222,IF($AZ32=\"NU5N\",Reference!$B$223,IF($AZ32=\"NU5DN\",Reference!$B$224,IF($AZ32=\"NU5DOData\",Reference!$B$225,IF($AZ32=\"NU5DOFD\",Reference!$B$227,\"\"))))))),0)","v":0},{"$f":"IF($AX32=\"Yes\",(IF($AZ32=\"NU2\",Reference!$D$221,IF($AZ32=\"NU2D\",Reference!$D$222,IF($AZ32=\"NU5N\",Reference!$D$223,IF($AZ32=\"NU5DN\",Reference!$D$224,IF($AZ32=\"NU5DOData\",Reference!$D$225,IF($AZ32=\"NU5DOFD\",Reference!$D$227,0))))))),0)","v":0},{"$f":"IF($AX32=\"Yes\",(IF($AZ32=\"NU2\",Reference!$E$221,IF($AZ32=\"NU2D\",Reference!$E$222,IF($AZ32=\"NU5N\",Reference!$E$223,IF($AZ32=\"NU5DN\",Reference!$E$224,IF($AZ32=\"NU5DOData\",Reference!$E$225,IF($AZ32=\"NU5DOFD\",Reference!$E$227,IF($AZ32=\"NU5DF\",Reference!$E$226,0)))))))),0)","v":0},null,null,null,0,{"$f":"IF($BE32=\"AD-10-1960\",Reference!$G$232,IF($BE32=\"AD-10-1963\",Reference!$G$233,IF($BE32=\"AD-10-1966\",Reference!$G$237,IF($BE32=\"AD-10-1975\",Reference!$G$237,IF($BE32=\"AD-10-1980\",Reference!$G$238,IF($BE32=\"AD-10-2000\",Reference!$G$235,IF($BE32=\"AD-10-2010\",Reference!$G$236,\"\")))))))","v":""},{"$f":"IF($BE32=\"AD-10-1960\",Reference!$F$232,IF($BE32=\"AD-10-1963\",Reference!$F$233,IF($BE32=\"AD-10-1966\",Reference!$F$237,IF($BE32=\"AD-10-1975\",Reference!$F$237,IF($BE32=\"AD-10-1980\",Reference!$F$238,IF($BE32=\"AD-10-2000\",Reference!$F$235,IF($BE32=\"AD-10-2010\",Reference!$F$236,\"\")))))))","v":""},{"$f":"IF($BE32=\"AD-10-1960\",Reference!$E$232,IF($BE32=\"AD-10-1963\",Reference!$E$233,IF($BE32=\"AD-10-1966\",Reference!$E$237,IF($BE32=\"AD-10-1975\",Reference!$E$237,IF($BE32=\"AD-10-1980\",Reference!$E$238,IF($BE32=\"AD-10-2000\",Reference!$E$235,IF($BE32=\"AD-10-2010\",Reference!$E$236,\"\")))))))","v":""},null,0,{"$f":"(IF($D32>0,(IF($BL32=\"AD-05-5400\",'Battery Consumption'!$D$5,IF($BL32=\"AD-05-5410\",'Battery Consumption'!$D$6,IF($BL32=\"AD-05-5405\",'Battery Consumption'!$D$7,IF($BL32=\"AD-05-5415\",'Battery Consumption'!$D$8,IF($BL32=\"AD-05-5425\",'Battery Consumption'!$D$9,IF($BL32=\"AD-05-5420\",'Battery Consumption'!$D$10,IF($BL32=\"AD-05-5430\",'Battery Consumption'!$D$11,IF($BL32=\"AD-05-5440\",'Battery Consumption'!$D$12,IF($BL32=\"AD-05-5435\",'Battery Consumption'!$D$13,IF($BL32=\"AD-05-5445\",'Battery Consumption'!$D$14,IF($BL32=\"AD-05-5455\",'Battery Consumption'!$D$15,IF($BL32=\"AD-05-5450\",'Battery Consumption'!$D$16,IF($BL32=\"AD-05-5460\",'Battery Consumption'!$D$17,IF($BL32=\"AD-05-5465\",'Battery Consumption'!$D$18,IF($BL32=\"AD-05-5470\",'Battery Consumption'!$D$19,IF($BL32=\"AD-05-5401\",'Battery Consumption'!$D$20,IF($BL32=\"AD-05-5413\",'Battery Consumption'!$D$21,IF($BL32=\"AD-05-5406\",'Battery Consumption'!$D$22,IF($BL32=\"AD-05-5416\",'Battery Consumption'!$D$23,IF($BL32=\"AD-05-5426\",'Battery Consumption'!$D$24,IF($BL32=\"AD-05-5421\",'Battery Consumption'!$D$25,IF($BL32=\"AD-05-5432\",'Battery Consumption'!$D$26,IF($BL32=\"AD-05-5441\",'Battery Consumption'!$D$27,IF($BL32=\"AD-05-5437\",'Battery Consumption'!$D$28,IF($BL32=\"AD-05-5446\",'Battery Consumption'!$D$29,IF($BL32=\"AD-05-5456\",'Battery Consumption'!$D$30,IF($BL32=\"AD-05-5451\",'Battery Consumption'!$D$31,IF($BL32=\"AD-05-5461\",'Battery Consumption'!$D$32,IF($BL32=\"AD-05-5471\",'Battery Consumption'!$D$33,IF($BL32=\"AD-05-5466\",'Battery Consumption'!$D$34,0))))))))))))))))))))))))))))))),0))","v":0},0,{"$f":"(IF($D32>0,(IF($BL32=\"AD-05-5400\",'Battery Consumption'!$E$5,IF($BL32=\"AD-05-5410\",'Battery Consumption'!$E$6,IF($BL32=\"AD-05-5405\",'Battery Consumption'!$E$7,IF($BL32=\"AD-05-5415\",'Battery Consumption'!$E$8,IF($BL32=\"AD-05-5425\",'Battery Consumption'!$E$9,IF($BL32=\"AD-05-5420\",'Battery Consumption'!$E$10,IF($BL32=\"AD-05-5430\",'Battery Consumption'!$E$11,IF($BL32=\"AD-05-5440\",'Battery Consumption'!$E$12,IF($BL32=\"AD-05-5435\",'Battery Consumption'!$E$13,IF($BL32=\"AD-05-5445\",'Battery Consumption'!$E$14,IF($BL32=\"AD-05-5455\",'Battery Consumption'!$E$15,IF($BL32=\"AD-05-5450\",'Battery Consumption'!$E$16,IF($BL32=\"AD-05-5460\",'Battery Consumption'!$E$17,IF($BL32=\"AD-05-5465\",'Battery Consumption'!$E$18,IF($BL32=\"AD-05-5470\",'Battery Consumption'!$E$19,IF($BL32=\"AD-05-5401\",'Battery Consumption'!$E$20,IF($BL32=\"AD-05-5413\",'Battery Consumption'!$E$21,IF($BL32=\"AD-05-5406\",'Battery Consumption'!$E$22,IF($BL32=\"AD-05-5416\",'Battery Consumption'!$E$23,IF($BL32=\"AD-05-5426\",'Battery Consumption'!$E$24,IF($BL32=\"AD-05-5421\",'Battery Consumption'!$E$25,IF($BL32=\"AD-05-5432\",'Battery Consumption'!$E$26,IF($BL32=\"AD-05-5441\",'Battery Consumption'!$E$27,IF($BL32=\"AD-05-5437\",'Battery Consumption'!$E$28,IF($BL32=\"AD-05-5446\",'Battery Consumption'!$E$29,IF($BL32=\"AD-05-5456\",'Battery Consumption'!$E$30,IF($BL32=\"AD-05-5451\",'Battery Consumption'!$E$31,IF($BL32=\"AD-05-5461\",'Battery Consumption'!$E$32,IF($BL32=\"AD-05-5471\",'Battery Consumption'!$E$33,IF($BL32=\"AD-05-5466\",'Battery Consumption'!$E$34,0))))))))))))))))))))))))))))))),0))","v":0},0,0,{"$f":"IF($D32>0,(IF($BQ32<12,Reference!$J$259,IF($BQ32<24,Reference!$J$260,IF($BQ32<65,Reference!$J$260,\"Get your own\")))),0)","v":0},{"$f":"IF($D32>0,(IF($BQ32<12,Reference!$F$259,IF($BQ32<24,Reference!$F$260,IF($BQ32<65,Reference!$F$260,\"Get your own\")))),0)","v":0},{"$f":"IF($D32>0,(IF($BQ32<12,Reference!$H$259,IF($BQ32<24,Reference!$H$260,IF($BQ32<65,Reference!$H$260,\"Get your own\")))),0)","v":0},null,0,null,null,"AD-05-5456","Net-ProSens UL Silent-TP5",0,"UL"]
[27,null,null,null,null,null,0,0,0,0,0,0,0,0,0,null,{"$f":"IF($D$3=\"UL\",(IF(AND($G33=1,$H33=1),Reference!$C$53,IF(AND($G33=2,$H33=1),Reference!$C$54,IF(AND($G33=3,$H33=1),Reference!$C$55,IF(AND($G33=1,$H33=2),Reference!$C$56,IF(AND($G33=2,$H33=2),Reference!$C$57,IF(AND($G33=3,$H33=2),Reference!$C$58,IF(AND($G33=1,$H33=3),Reference!$C$59,IF(AND($G33=2,$H33=3),Reference!$C$60,IF(AND($G33=3,$H33=3),Reference!$C$61,IF(AND($G33=1,$H33=4),Reference!$C$62,IF(AND($G33=2,$H33=4),Reference!$C$63,IF(AND($G33=3,$H33=4),Reference!$C$64,IF(AND($G33=1,$H33=5),Reference!$C$65,IF(AND($G33=2,$H33=5),Reference!$C$66,IF(AND($G33=3,$H33=5),Reference!$C$67,0)))))))))))))))),(IF(AND($G33=1,$H33=1),Reference!$C$38,IF(AND($G33=2,$H33=1),Reference!$C$39,IF(AND($G33=3,$H33=1),Reference!$C$40,IF(AND($G33=1,$H33=2),Reference!$C$41,IF(AND($G33=2,$H33=2),Reference!$C$42,IF(AND($G33=3,$H33=2),Reference!$C$43,IF(AND($G33=1,$H33=3),Reference!$C$44,IF(AND($G33=2,$H33=3),Reference!$C$45,IF(AND($G33=3,$H33=3),Reference!$C$46,IF(AND($G33=1,$H33=4),Reference!$C$47,IF(AND($G33=2,$H33=4),Reference!$C$48,IF(AND($G33=3,$H33=4),Reference!$C$49,IF(AND($G33=1,$H33=5),Reference!$C$50,IF(AND($G33=2,$H33=5),Reference!$C$51,IF(AND($G33=3,$H33=5),Reference!$C$52,0)))))))))))))))))","v":0},{"$f":"IF($D$3=\"UL\",(IF(AND($G33=1,$H33=1),Reference!$B$53,IF(AND($G33=2,$H33=1),Reference!$B$54,IF(AND($G33=3,$H33=1),Reference!$B$55,IF(AND($G33=1,$H33=2),Reference!$B$56,IF(AND($G33=2,$H33=2),Reference!$B$57,IF(AND($G33=3,$H33=2),Reference!$B$58,IF(AND($G33=1,$H33=3),Reference!$B$59,IF(AND($G33=2,$H33=3),Reference!$B$60,IF(AND($G33=3,$H33=3),Reference!$B$61,IF(AND($G33=1,$H33=4),Reference!$B$62,IF(AND($G33=2,$H33=4),Reference!$B$63,IF(AND($G33=3,$H33=4),Reference!$B$64,IF(AND($G33=1,$H33=5),Reference!$B$65,IF(AND($G33=2,$H33=5),Reference!$B$66,IF(AND($G33=3,$H33=5),Reference!$B$67,0)))))))))))))))),(IF(AND($G33=1,$H33=1),Reference!$B$38,IF(AND($G33=2,$H33=1),Reference!$B$39,IF(AND($G33=3,$H33=1),Reference!$B$40,IF(AND($G33=1,$H33=2),Reference!$B$41,IF(AND($G33=2,$H33=2),Reference!$B$42,IF(AND($G33=3,$H33=2),Reference!$B$43,IF(AND($G33=1,$H33=3),Reference!$B$44,IF(AND($G33=2,$H33=3),Reference!$B$45,IF(AND($G33=3,$H33=3),Reference!$B$46,IF(AND($G33=1,$H33=4),Reference!$B$47,IF(AND($G33=2,$H33=4),Reference!$B$48,IF(AND($G33=3,$H33=4),Reference!$B$49,IF(AND($G33=1,$H33=5),Reference!$B$50,IF(AND($G33=2,$H33=5),Reference!$B$51,IF(AND($G33=3,$H33=5),Reference!$B$52,0)))))))))))))))))","v":0},0,0,null,0,0,null,null,null,null,null,0,0,null,null,{"$f":"IF($D$3=\"UL\",(IF($G33>0,((IF(AND($F33=\"Standard\",$I33=2),Reference!$B$121,(IF(AND($F33=\"Medium\",$I33=2),Reference!$B$122,(IF(AND($F33=\"High\",$I33=2),Reference!$B$123,(IF(AND($F33=\"Standard\",$I33=3),Reference!$B$121,(IF(AND($F33=\"Medium\",$I33=3),Reference!$B$122,(IF(AND($F33=\"High\",$I33=3),Reference!$B$123,(IF(AND($F33=\"Standard\",$I33=4),Reference!$B$124,(IF(AND($F33=\"Medium\",$I33=4),Reference!$B$125,(IF(AND($F33=\"High\",$I33=4),Reference!$B$126,(IF(AND($F33=\"Standard\",$I33=7),Reference!$B$127,(IF(AND($F33=\"Medium\",$I33=7),Reference!$B$128,(IF(AND($F33=\"High\",$I33=7),Reference!$B$129,(IF(AND($F33=\"Standard\",$I33=8),Reference!$B$97,(IF(AND($F33=\"Medium\",$I33=8),Reference!$B$98,(IF(AND($F33=\"High\",$I33=8),Reference!$B$99,(IF(AND($F33=\"Standard\",$I33=9),Reference!$B$130,(IF(AND($F33=\"Medium\",$I33=9),Reference!$B$131,(IF(AND($F33=\"High\",$I33=9),Reference!$B$132,(IF(AND($F33=\"Standard\",$I33=11),Reference!$B$133,(IF(AND($F33=\"Medium\",$I33=11),Reference!$B$134,(IF(AND($F33=\"High\",$I33=11),Reference!$B$135,(IF(AND($F33=\"Standard\",$I33=12),Reference!$B$133,(IF(AND($F33=\"Medium\",$I33=12),Reference!$B$134,(IF(AND($F33=\"High\",$I33=12),Reference!$B$135,(IF(AND($F33=\"Standard\",$I33=13),Reference!$B$136,(IF(AND($F33=\"Medium\",$I33=13),Reference!$B$137,(IF(AND($F33=\"High\",$I33=13),Reference!$B$138,(IF(AND($F33=\"Standard\",$I33=16),Reference!$B$139,(IF(AND($F33=\"Medium\",$I33=16),Reference!$B$140,(IF(AND($F33=\"High\",$I33=16),Reference!$B$141,(IF(AND($F33=\"Standard\",$I33=17),Reference!$B$139,(IF(AND($F33=\"Medium\",$I33=17),Reference!$B$140,(IF(AND($F33=\"High\",$I33=17),Reference!$B$141,(IF(AND($F33=\"Standard\",$I33=18),Reference!$B$142,(IF(AND($F33=\"Medium\",$I33=18),Reference!$B$143,(IF(AND($F33=\"High\",$I33=18),Reference!$B$144,(IF(AND($F33=\"Standard\",$I33=21),Reference!$B$145,(IF(AND($F33=\"Medium\",$I33=21),Reference!$B$146,(IF(AND($F33=\"High\",$I33=21),Reference!$B$147,(IF(AND($F33=\"Standard\",$I33=23),Reference!$B$148,(IF(AND($F33=\"Medium\",$I33=23),Reference!$B$149,(IF(AND($F33=\"High\",$I33=23),Reference!$B$150,0))))))))))))))))))))))))))))))))))))))))))))))))))))))))))))))))))))))))))))))))))))),0)),(IF($G33>0,((IF(AND($F33=\"Standard\",$I33=2),Reference!$B$91,(IF(AND($F33=\"Medium\",$I33=2),Reference!$B$92,(IF(AND($F33=\"High\",$I33=2),Reference!$B$93,(IF(AND($F33=\"Standard\",$I33=3),Reference!$B$91,(IF(AND($F33=\"Medium\",$I33=3),Reference!$B$92,(IF(AND($F33=\"High\",$I33=3),Reference!$B$93,(IF(AND($F33=\"Standard\",$I33=4),Reference!$B$94,(IF(AND($F33=\"Medium\",$I33=4),Reference!$B$95,(IF(AND($F33=\"High\",$I33=4),Reference!$B$96,(IF(AND($F33=\"Standard\",$I33=7),Reference!$B$97,(IF(AND($F33=\"Medium\",$I33=7),Reference!$B$98,(IF(AND($F33=\"High\",$I33=7),Reference!$B$99,(IF(AND($F33=\"Standard\",$I33=8),Reference!$B$97,(IF(AND($F33=\"Medium\",$I33=8),Reference!$B$98,(IF(AND($F33=\"High\",$I33=8),Reference!$B$99,(IF(AND($F33=\"Standard\",$I33=9),Reference!$B$100,(IF(AND($F33=\"Medium\",$I33=9),Reference!$B$101,(IF(AND($F33=\"High\",$I33=9),Reference!$B$102,(IF(AND($F33=\"Standard\",$I33=11),Reference!$B$103,(IF(AND($F33=\"Medium\",$I33=11),Reference!$B$104,(IF(AND($F33=\"High\",$I33=11),Reference!$B$105,(IF(AND($F33=\"Standard\",$I33=12),Reference!$B$103,(IF(AND($F33=\"Medium\",$I33=12),Reference!$B$104,(IF(AND($F33=\"High\",$I33=12),Reference!$B$105,(IF(AND($F33=\"Standard\",$I33=13),Reference!$B$106,(IF(AND($F33=\"Medium\",$I33=13),Reference!$B$107,(IF(AND($F33=\"High\",$I33=13),Reference!$B$108,(IF(AND($F33=\"Standard\",$I33=16),Reference!$B$109,(IF(AND($F33=\"Medium\",$I33=16),Reference!$B$110,(IF(AND($F33=\"High\",$I33=16),Reference!$B$111,(IF(AND($F33=\"Standard\",$I33=17),Reference!$B$109,(IF(AND($F33=\"Medium\",$I33=17),Reference!$B$110,(IF(AND($F33=\"High\",$I33=17),Reference!$B$111,(IF(AND($F33=\"Standard\",$I33=18),Reference!$B$112,(IF(AND($F33=\"Medium\",$I33=18),Reference!$B$113,(IF(AND($F33=\"High\",$I33=18),Reference!$B$114,(IF(AND($F33=\"Standard\",$I33=21),Reference!$B$115,(IF(AND($F33=\"Medium\",$I33=21),Reference!$B$116,(IF(AND($F33=\"High\",$I33=21),Reference!$B$117,(IF(AND($F33=\"Standard\",$I33=23),Reference!$B$118,(IF(AND($F33=\"Medium\",$I33=23),Reference!$B$119,(IF(AND($F33=\"High\",$I33=23),Reference!$B$120,0))))))))))))))))))))))))))))))))))))))))))))))))))))))))))))))))))))))))))))))))))))),0)))","v":0},{"$f":"IF($D$3=\"UL\",(IF($G33>0,((IF(AND($F33=\"Standard\",$I33=2),Reference!$C$121,(IF(AND($F33=\"Medium\",$I33=2),Reference!$C$122,(IF(AND($F33=\"High\",$I33=2),Reference!$C$123,(IF(AND($F33=\"Standard\",$I33=3),Reference!$C$121,(IF(AND($F33=\"Medium\",$I33=3),Reference!$C$122,(IF(AND($F33=\"High\",$I33=3),Reference!$C$123,(IF(AND($F33=\"Standard\",$I33=4),Reference!$C$124,(IF(AND($F33=\"Medium\",$I33=4),Reference!$C$125,(IF(AND($F33=\"High\",$I33=4),Reference!$C$126,(IF(AND($F33=\"Standard\",$I33=7),Reference!$C$127,(IF(AND($F33=\"Medium\",$I33=7),Reference!$C$128,(IF(AND($F33=\"High\",$I33=7),Reference!$C$129,(IF(AND($F33=\"Standard\",$I33=8),Reference!$C$97,(IF(AND($F33=\"Medium\",$I33=8),Reference!$C$98,(IF(AND($F33=\"High\",$I33=8),Reference!$C$99,(IF(AND($F33=\"Standard\",$I33=9),Reference!$C$130,(IF(AND($F33=\"Medium\",$I33=9),Reference!$C$131,(IF(AND($F33=\"High\",$I33=9),Reference!$C$132,(IF(AND($F33=\"Standard\",$I33=11),Reference!$C$133,(IF(AND($F33=\"Medium\",$I33=11),Reference!$C$134,(IF(AND($F33=\"High\",$I33=11),Reference!$C$135,(IF(AND($F33=\"Standard\",$I33=12),Reference!$C$133,(IF(AND($F33=\"Medium\",$I33=12),Reference!$C$134,(IF(AND($F33=\"High\",$I33=12),Reference!$C$135,(IF(AND($F33=\"Standard\",$I33=13),Reference!$C$136,(IF(AND($F33=\"Medium\",$I33=13),Reference!$C$137,(IF(AND($F33=\"High\",$I33=13),Reference!$C$138,(IF(AND($F33=\"Standard\",$I33=16),Reference!$C$139,(IF(AND($F33=\"Medium\",$I33=16),Reference!$C$140,(IF(AND($F33=\"High\",$I33=16),Reference!$C$141,(IF(AND($F33=\"Standard\",$I33=17),Reference!$C$139,(IF(AND($F33=\"Medium\",$I33=17),Reference!$C$140,(IF(AND($F33=\"High\",$I33=17),Reference!$C$141,(IF(AND($F33=\"Standard\",$I33=18),Reference!$C$142,(IF(AND($F33=\"Medium\",$I33=18),Reference!$C$143,(IF(AND($F33=\"High\",$I33=18),Reference!$C$144,(IF(AND($F33=\"Standard\",$I33=21),Reference!$C$145,(IF(AND($F33=\"Medium\",$I33=21),Reference!$C$146,(IF(AND($F33=\"High\",$I33=21),Reference!$C$147,(IF(AND($F33=\"Standard\",$I33=23),Reference!$C$148,(IF(AND($F33=\"Medium\",$I33=23),Reference!$C$149,(IF(AND($F33=\"High\",$I33=23),Reference!$C$150,0))))))))))))))))))))))))))))))))))))))))))))))))))))))))))))))))))))))))))))))))))))),0)),(IF($G33>0,((IF(AND($F33=\"Standard\",$I33=2),Reference!$C$91,(IF(AND($F33=\"Medium\",$I33=2),Reference!$C$92,(IF(AND($F33=\"High\",$I33=2),Reference!$C$93,(IF(AND($F33=\"Standard\",$I33=3),Reference!$C$91,(IF(AND($F33=\"Medium\",$I33=3),Reference!$C$92,(IF(AND($F33=\"High\",$I33=3),Reference!$C$93,(IF(AND($F33=\"Standard\",$I33=4),Reference!$C$94,(IF(AND($F33=\"Medium\",$I33=4),Reference!$C$95,(IF(AND($F33=\"High\",$I33=4),Reference!$C$96,(IF(AND($F33=\"Standard\",$I33=7),Reference!$C$97,(IF(AND($F33=\"Medium\",$I33=7),Reference!$C$98,(IF(AND($F33=\"High\",$I33=7),Reference!$C$99,(IF(AND($F33=\"Standard\",$I33=8),Reference!$C$97,(IF(AND($F33=\"Medium\",$I33=8),Reference!$C$98,(IF(AND($F33=\"High\",$I33=8),Reference!$C$99,(IF(AND($F33=\"Standard\",$I33=9),Reference!$C$100,(IF(AND($F33=\"Medium\",$I33=9),Reference!$C$101,(IF(AND($F33=\"High\",$I33=9),Reference!$C$102,(IF(AND($F33=\"Standard\",$I33=11),Reference!$C$103,(IF(AND($F33=\"Medium\",$I33=11),Reference!$C$104,(IF(AND($F33=\"High\",$I33=11),Reference!$C$105,(IF(AND($F33=\"Standard\",$I33=12),Reference!$C$103,(IF(AND($F33=\"Medium\",$I33=12),Reference!$C$104,(IF(AND($F33=\"High\",$I33=12),Reference!$C$105,(IF(AND($F33=\"Standard\",$I33=13),Reference!$C$106,(IF(AND($F33=\"Medium\",$I33=13),Reference!$C$107,(IF(AND($F33=\"High\",$I33=13),Reference!$C$108,(IF(AND($F33=\"Standard\",$I33=16),Reference!$C$109,(IF(AND($F33=\"Medium\",$I33=16),Reference!$C$110,(IF(AND($F33=\"High\",$I33=16),Reference!$C$111,(IF(AND($F33=\"Standard\",$I33=17),Reference!$C$109,(IF(AND($F33=\"Medium\",$I33=17),Reference!$C$110,(IF(AND($F33=\"High\",$I33=17),Reference!$C$111,(IF(AND($F33=\"Standard\",$I33=18),Reference!$C$112,(IF(AND($F33=\"Medium\",$I33=18),Reference!$C$113,(IF(AND($F33=\"High\",$I33=18),Reference!$C$114,(IF(AND($F33=\"Standard\",$I33=21),Reference!$C$115,(IF(AND($F33=\"Medium\",$I33=21),Reference!$C$116,(IF(AND($F33=\"High\",$I33=21),Reference!$C$117,(IF(AND($F33=\"Standard\",$I33=23),Reference!$C$118,(IF(AND($F33=\"Medium\",$I33=23),Reference!$C$119,(IF(AND($F33=\"High\",$I33=23),Reference!$C$120,0))))))))))))))))))))))))))))))))))))))))))))))))))))))))))))))))))))))))))))))))))))),0)))","v":0},{"$f":"IF($D$3=\"UL\",(IF($G33>0,((IF(AND($F33=\"Standard\",$I33=2),Reference!$D$121,(IF(AND($F33=\"Medium\",$I33=2),Reference!$D$122,(IF(AND($F33=\"High\",$I33=2),Reference!$D$123,(IF(AND($F33=\"Standard\",$I33=3),Reference!$D$121,(IF(AND($F33=\"Medium\",$I33=3),Reference!$D$122,(IF(AND($F33=\"High\",$I33=3),Reference!$D$123,(IF(AND($F33=\"Standard\",$I33=4),Reference!$D$124,(IF(AND($F33=\"Medium\",$I33=4),Reference!$D$125,(IF(AND($F33=\"High\",$I33=4),Reference!$D$126,(IF(AND($F33=\"Standard\",$I33=7),Reference!$D$127,(IF(AND($F33=\"Medium\",$I33=7),Reference!$D$128,(IF(AND($F33=\"High\",$I33=7),Reference!$D$129,(IF(AND($F33=\"Standard\",$I33=8),Reference!$D$97,(IF(AND($F33=\"Medium\",$I33=8),Reference!$D$98,(IF(AND($F33=\"High\",$I33=8),Reference!$D$99,(IF(AND($F33=\"Standard\",$I33=9),Reference!$D$130,(IF(AND($F33=\"Medium\",$I33=9),Reference!$D$131,(IF(AND($F33=\"High\",$I33=9),Reference!$D$132,(IF(AND($F33=\"Standard\",$I33=11),Reference!$D$133,(IF(AND($F33=\"Medium\",$I33=11),Reference!$D$134,(IF(AND($F33=\"High\",$I33=11),Reference!$D$135,(IF(AND($F33=\"Standard\",$I33=12),Reference!$D$133,(IF(AND($F33=\"Medium\",$I33=12),Reference!$D$134,(IF(AND($F33=\"High\",$I33=12),Reference!$D$135,(IF(AND($F33=\"Standard\",$I33=13),Reference!$D$136,(IF(AND($F33=\"Medium\",$I33=13),Reference!$D$137,(IF(AND($F33=\"High\",$I33=13),Reference!$D$138,(IF(AND($F33=\"Standard\",$I33=16),Reference!$D$139,(IF(AND($F33=\"Medium\",$I33=16),Reference!$D$140,(IF(AND($F33=\"High\",$I33=16),Reference!$D$141,(IF(AND($F33=\"Standard\",$I33=17),Reference!$D$139,(IF(AND($F33=\"Medium\",$I33=17),Reference!$D$140,(IF(AND($F33=\"High\",$I33=17),Reference!$D$141,(IF(AND($F33=\"Standard\",$I33=18),Reference!$D$142,(IF(AND($F33=\"Medium\",$I33=18),Reference!$D$143,(IF(AND($F33=\"High\",$I33=18),Reference!$D$144,(IF(AND($F33=\"Standard\",$I33=21),Reference!$D$145,(IF(AND($F33=\"Medium\",$I33=21),Reference!$D$146,(IF(AND($F33=\"High\",$I33=21),Reference!$D$147,(IF(AND($F33=\"Standard\",$I33=23),Reference!$D$148,(IF(AND($F33=\"Medium\",$I33=23),Reference!$D$149,(IF(AND($F33=\"High\",$I33=23),Reference!$D$150,0))))))))))))))))))))))))))))))))))))))))))))))))))))))))))))))))))))))))))))))))))))),0)),(IF($G33>0,((IF(AND($F33=\"Standard\",$I33=2),Reference!$D$91,(IF(AND($F33=\"Medium\",$I33=2),Reference!$D$92,(IF(AND($F33=\"High\",$I33=2),Reference!$D$93,(IF(AND($F33=\"Standard\",$I33=3),Reference!$D$91,(IF(AND($F33=\"Medium\",$I33=3),Reference!$D$92,(IF(AND($F33=\"High\",$I33=3),Reference!$D$93,(IF(AND($F33=\"Standard\",$I33=4),Reference!$D$94,(IF(AND($F33=\"Medium\",$I33=4),Reference!$D$95,(IF(AND($F33=\"High\",$I33=4),Reference!$D$96,(IF(AND($F33=\"Standard\",$I33=7),Reference!$D$97,(IF(AND($F33=\"Medium\",$I33=7),Reference!$D$98,(IF(AND($F33=\"High\",$I33=7),Reference!$D$99,(IF(AND($F33=\"Standard\",$I33=8),Reference!$D$97,(IF(AND($F33=\"Medium\",$I33=8),Reference!$D$98,(IF(AND($F33=\"High\",$I33=8),Reference!$D$99,(IF(AND($F33=\"Standard\",$I33=9),Reference!$D$100,(IF(AND($F33=\"Medium\",$I33=9),Reference!$D$101,(IF(AND($F33=\"High\",$I33=9),Reference!$D$102,(IF(AND($F33=\"Standard\",$I33=11),Reference!$D$103,(IF(AND($F33=\"Medium\",$I33=11),Reference!$D$104,(IF(AND($F33=\"High\",$I33=11),Reference!$D$105,(IF(AND($F33=\"Standard\",$I33=12),Reference!$D$103,(IF(AND($F33=\"Medium\",$I33=12),Reference!$D$104,(IF(AND($F33=\"High\",$I33=12),Reference!$D$105,(IF(AND($F33=\"Standard\",$I33=13),Reference!$D$106,(IF(AND($F33=\"Medium\",$I33=13),Reference!$D$107,(IF(AND($F33=\"High\",$I33=13),Reference!$D$108,(IF(AND($F33=\"Standard\",$I33=16),Reference!$D$109,(IF(AND($F33=\"Medium\",$I33=16),Reference!$D$110,(IF(AND($F33=\"High\",$I33=16),Reference!$D$111,(IF(AND($F33=\"Standard\",$I33=17),Reference!$D$109,(IF(AND($F33=\"Medium\",$I33=17),Reference!$D$110,(IF(AND($F33=\"High\",$I33=17),Reference!$D$111,(IF(AND($F33=\"Standard\",$I33=18),Reference!$D$112,(IF(AND($F33=\"Medium\",$I33=18),Reference!$D$113,(IF(AND($F33=\"High\",$I33=18),Reference!$D$114,(IF(AND($F33=\"Standard\",$I33=21),Reference!$D$115,(IF(AND($F33=\"Medium\",$I33=21),Reference!$D$116,(IF(AND($F33=\"High\",$I33=21),Reference!$D$117,(IF(AND($F33=\"Standard\",$I33=23),Reference!$D$118,(IF(AND($F33=\"Medium\",$I33=23),Reference!$D$119,(IF(AND($F33=\"High\",$I33=23),Reference!$D$120,0))))))))))))))))))))))))))))))))))))))))))))))))))))))))))))))))))))))))))))))))))))),0)))","v":0},0,0,0,null,"No",0,0,0,0,{"$f":"IF($AN33=\"Yes\",IF($AO33=1,Reference!#REF!,IF($AO33=2,Reference!#REF!,IF($AO33=3,Reference!#REF!,0))),(IF($AP33=1,IF($AR33=2,Reference!$C$194,IF($AR33=3,Reference!$C$196,IF($AR33=4,Reference!$C$198,0))),IF($AP33=2,IF($AR33=3,Reference!$C$195,IF($AR33=4,Reference!$C$197,IF($AR33=5,Reference!$C$199,0))),0))))","v":0},{"$f":"IF(AN33=\"Yes\",IF($AO33=1,Reference!#REF!,IF($AO33=2,Reference!#REF!,IF($AO33=3,Reference!#REF!,0))),(IF($AP33=1,IF($AR33=2,Reference!$E$194,IF($AR33=3,Reference!$E$196,IF($AR33=4,Reference!$E$198,0))),IF($AP33=2,IF($AR33=3,Reference!$E$195,IF($AR33=4,Reference!$E$197,IF($AR33=5,Reference!$E$199,0))),0))))","v":0},{"$f":"IF($AN33=\"Yes\",IF($AO33=1,Reference!#REF!,IF($AO33=2,Reference!#REF!,IF($AO33=3,Reference!#REF!,0))),(IF($AP33=1,IF($AR33=2,Reference!$D$194,IF($AR33=3,Reference!$D$196,IF($AR33=4,Reference!$D$198,0))),IF($AP33=2,IF($AR33=3,Reference!$D$195,IF($AR33=4,Reference!$D$197,IF($AR33=5,Reference!$D$199,0))),0))))","v":0},0,null,0,0,null,{"$f":"IF($AX33=\"Yes\",(IF($AZ33=\"NU2\",Reference!$B$221,IF($AZ33=\"NU2D\",Reference!$B$222,IF($AZ33=\"NU5N\",Reference!$B$223,IF($AZ33=\"NU5DN\",Reference!$B$224,IF($AZ33=\"NU5DOData\",Reference!$B$225,IF($AZ33=\"NU5DOFD\",Reference!$B$227,\"\"))))))),0)","v":0},{"$f":"IF($AX33=\"Yes\",(IF($AZ33=\"NU2\",Reference!$D$221,IF($AZ33=\"NU2D\",Reference!$D$222,IF($AZ33=\"NU5N\",Reference!$D$223,IF($AZ33=\"NU5DN\",Reference!$D$224,IF($AZ33=\"NU5DOData\",Reference!$D$225,IF($AZ33=\"NU5DOFD\",Reference!$D$227,0))))))),0)","v":0},{"$f":"IF($AX33=\"Yes\",(IF($AZ33=\"NU2\",Reference!$E$221,IF($AZ33=\"NU2D\",Reference!$E$222,IF($AZ33=\"NU5N\",Reference!$E$223,IF($AZ33=\"NU5DN\",Reference!$E$224,IF($AZ33=\"NU5DOData\",Reference!$E$225,IF($AZ33=\"NU5DOFD\",Reference!$E$227,IF($AZ33=\"NU5DF\",Reference!$E$226,0)))))))),0)","v":0},null,null,null,0,{"$f":"IF($BE33=\"AD-10-1960\",Reference!$G$232,IF($BE33=\"AD-10-1963\",Reference!$G$233,IF($BE33=\"AD-10-1966\",Reference!$G$237,IF($BE33=\"AD-10-1975\",Reference!$G$237,IF($BE33=\"AD-10-1980\",Reference!$G$238,IF($BE33=\"AD-10-2000\",Reference!$G$235,IF($BE33=\"AD-10-2010\",Reference!$G$236,\"\")))))))","v":""},{"$f":"IF($BE33=\"AD-10-1960\",Reference!$F$232,IF($BE33=\"AD-10-1963\",Reference!$F$233,IF($BE33=\"AD-10-1966\",Reference!$F$237,IF($BE33=\"AD-10-1975\",Reference!$F$237,IF($BE33=\"AD-10-1980\",Reference!$F$238,IF($BE33=\"AD-10-2000\",Reference!$F$235,IF($BE33=\"AD-10-2010\",Reference!$F$236,\"\")))))))","v":""},{"$f":"IF($BE33=\"AD-10-1960\",Reference!$E$232,IF($BE33=\"AD-10-1963\",Reference!$E$233,IF($BE33=\"AD-10-1966\",Reference!$E$237,IF($BE33=\"AD-10-1975\",Reference!$E$237,IF($BE33=\"AD-10-1980\",Reference!$E$238,IF($BE33=\"AD-10-2000\",Reference!$E$235,IF($BE33=\"AD-10-2010\",Reference!$E$236,\"\")))))))","v":""},null,0,{"$f":"(IF($D33>0,(IF($BL33=\"AD-05-5400\",'Battery Consumption'!$D$5,IF($BL33=\"AD-05-5410\",'Battery Consumption'!$D$6,IF($BL33=\"AD-05-5405\",'Battery Consumption'!$D$7,IF($BL33=\"AD-05-5415\",'Battery Consumption'!$D$8,IF($BL33=\"AD-05-5425\",'Battery Consumption'!$D$9,IF($BL33=\"AD-05-5420\",'Battery Consumption'!$D$10,IF($BL33=\"AD-05-5430\",'Battery Consumption'!$D$11,IF($BL33=\"AD-05-5440\",'Battery Consumption'!$D$12,IF($BL33=\"AD-05-5435\",'Battery Consumption'!$D$13,IF($BL33=\"AD-05-5445\",'Battery Consumption'!$D$14,IF($BL33=\"AD-05-5455\",'Battery Consumption'!$D$15,IF($BL33=\"AD-05-5450\",'Battery Consumption'!$D$16,IF($BL33=\"AD-05-5460\",'Battery Consumption'!$D$17,IF($BL33=\"AD-05-5465\",'Battery Consumption'!$D$18,IF($BL33=\"AD-05-5470\",'Battery Consumption'!$D$19,IF($BL33=\"AD-05-5401\",'Battery Consumption'!$D$20,IF($BL33=\"AD-05-5413\",'Battery Consumption'!$D$21,IF($BL33=\"AD-05-5406\",'Battery Consumption'!$D$22,IF($BL33=\"AD-05-5416\",'Battery Consumption'!$D$23,IF($BL33=\"AD-05-5426\",'Battery Consumption'!$D$24,IF($BL33=\"AD-05-5421\",'Battery Consumption'!$D$25,IF($BL33=\"AD-05-5432\",'Battery Consumption'!$D$26,IF($BL33=\"AD-05-5441\",'Battery Consumption'!$D$27,IF($BL33=\"AD-05-5437\",'Battery Consumption'!$D$28,IF($BL33=\"AD-05-5446\",'Battery Consumption'!$D$29,IF($BL33=\"AD-05-5456\",'Battery Consumption'!$D$30,IF($BL33=\"AD-05-5451\",'Battery Consumption'!$D$31,IF($BL33=\"AD-05-5461\",'Battery Consumption'!$D$32,IF($BL33=\"AD-05-5471\",'Battery Consumption'!$D$33,IF($BL33=\"AD-05-5466\",'Battery Consumption'!$D$34,0))))))))))))))))))))))))))))))),0))","v":0},0,{"$f":"(IF($D33>0,(IF($BL33=\"AD-05-5400\",'Battery Consumption'!$E$5,IF($BL33=\"AD-05-5410\",'Battery Consumption'!$E$6,IF($BL33=\"AD-05-5405\",'Battery Consumption'!$E$7,IF($BL33=\"AD-05-5415\",'Battery Consumption'!$E$8,IF($BL33=\"AD-05-5425\",'Battery Consumption'!$E$9,IF($BL33=\"AD-05-5420\",'Battery Consumption'!$E$10,IF($BL33=\"AD-05-5430\",'Battery Consumption'!$E$11,IF($BL33=\"AD-05-5440\",'Battery Consumption'!$E$12,IF($BL33=\"AD-05-5435\",'Battery Consumption'!$E$13,IF($BL33=\"AD-05-5445\",'Battery Consumption'!$E$14,IF($BL33=\"AD-05-5455\",'Battery Consumption'!$E$15,IF($BL33=\"AD-05-5450\",'Battery Consumption'!$E$16,IF($BL33=\"AD-05-5460\",'Battery Consumption'!$E$17,IF($BL33=\"AD-05-5465\",'Battery Consumption'!$E$18,IF($BL33=\"AD-05-5470\",'Battery Consumption'!$E$19,IF($BL33=\"AD-05-5401\",'Battery Consumption'!$E$20,IF($BL33=\"AD-05-5413\",'Battery Consumption'!$E$21,IF($BL33=\"AD-05-5406\",'Battery Consumption'!$E$22,IF($BL33=\"AD-05-5416\",'Battery Consumption'!$E$23,IF($BL33=\"AD-05-5426\",'Battery Consumption'!$E$24,IF($BL33=\"AD-05-5421\",'Battery Consumption'!$E$25,IF($BL33=\"AD-05-5432\",'Battery Consumption'!$E$26,IF($BL33=\"AD-05-5441\",'Battery Consumption'!$E$27,IF($BL33=\"AD-05-5437\",'Battery Consumption'!$E$28,IF($BL33=\"AD-05-5446\",'Battery Consumption'!$E$29,IF($BL33=\"AD-05-5456\",'Battery Consumption'!$E$30,IF($BL33=\"AD-05-5451\",'Battery Consumption'!$E$31,IF($BL33=\"AD-05-5461\",'Battery Consumption'!$E$32,IF($BL33=\"AD-05-5471\",'Battery Consumption'!$E$33,IF($BL33=\"AD-05-5466\",'Battery Consumption'!$E$34,0))))))))))))))))))))))))))))))),0))","v":0},0,0,{"$f":"IF($D33>0,(IF($BQ33<12,Reference!$J$259,IF($BQ33<24,Reference!$J$260,IF($BQ33<65,Reference!$J$260,\"Get your own\")))),0)","v":0},{"$f":"IF($D33>0,(IF($BQ33<12,Reference!$F$259,IF($BQ33<24,Reference!$F$260,IF($BQ33<65,Reference!$F$260,\"Get your own\")))),0)","v":0},{"$f":"IF($D33>0,(IF($BQ33<12,Reference!$H$259,IF($BQ33<24,Reference!$H$260,IF($BQ33<65,Reference!$H$260,\"Get your own\")))),0)","v":0},null,0,null,null,"AD-05-5451","Net-ProSens UL Freeze-TP5",{"$f":"SUMIF($Q$7:$Q$44,BY33, $D$7:$D$44)","v":0},"UL"]
[28,null,null,null,null,null,0,0,0,0,0,0,0,0,0,null,{"$f":"IF($D$3=\"UL\",(IF(AND($G34=1,$H34=1),Reference!$C$53,IF(AND($G34=2,$H34=1),Reference!$C$54,IF(AND($G34=3,$H34=1),Reference!$C$55,IF(AND($G34=1,$H34=2),Reference!$C$56,IF(AND($G34=2,$H34=2),Reference!$C$57,IF(AND($G34=3,$H34=2),Reference!$C$58,IF(AND($G34=1,$H34=3),Reference!$C$59,IF(AND($G34=2,$H34=3),Reference!$C$60,IF(AND($G34=3,$H34=3),Reference!$C$61,IF(AND($G34=1,$H34=4),Reference!$C$62,IF(AND($G34=2,$H34=4),Reference!$C$63,IF(AND($G34=3,$H34=4),Reference!$C$64,IF(AND($G34=1,$H34=5),Reference!$C$65,IF(AND($G34=2,$H34=5),Reference!$C$66,IF(AND($G34=3,$H34=5),Reference!$C$67,0)))))))))))))))),(IF(AND($G34=1,$H34=1),Reference!$C$38,IF(AND($G34=2,$H34=1),Reference!$C$39,IF(AND($G34=3,$H34=1),Reference!$C$40,IF(AND($G34=1,$H34=2),Reference!$C$41,IF(AND($G34=2,$H34=2),Reference!$C$42,IF(AND($G34=3,$H34=2),Reference!$C$43,IF(AND($G34=1,$H34=3),Reference!$C$44,IF(AND($G34=2,$H34=3),Reference!$C$45,IF(AND($G34=3,$H34=3),Reference!$C$46,IF(AND($G34=1,$H34=4),Reference!$C$47,IF(AND($G34=2,$H34=4),Reference!$C$48,IF(AND($G34=3,$H34=4),Reference!$C$49,IF(AND($G34=1,$H34=5),Reference!$C$50,IF(AND($G34=2,$H34=5),Reference!$C$51,IF(AND($G34=3,$H34=5),Reference!$C$52,0)))))))))))))))))","v":0},{"$f":"IF($D$3=\"UL\",(IF(AND($G34=1,$H34=1),Reference!$B$53,IF(AND($G34=2,$H34=1),Reference!$B$54,IF(AND($G34=3,$H34=1),Reference!$B$55,IF(AND($G34=1,$H34=2),Reference!$B$56,IF(AND($G34=2,$H34=2),Reference!$B$57,IF(AND($G34=3,$H34=2),Reference!$B$58,IF(AND($G34=1,$H34=3),Reference!$B$59,IF(AND($G34=2,$H34=3),Reference!$B$60,IF(AND($G34=3,$H34=3),Reference!$B$61,IF(AND($G34=1,$H34=4),Reference!$B$62,IF(AND($G34=2,$H34=4),Reference!$B$63,IF(AND($G34=3,$H34=4),Reference!$B$64,IF(AND($G34=1,$H34=5),Reference!$B$65,IF(AND($G34=2,$H34=5),Reference!$B$66,IF(AND($G34=3,$H34=5),Reference!$B$67,0)))))))))))))))),(IF(AND($G34=1,$H34=1),Reference!$B$38,IF(AND($G34=2,$H34=1),Reference!$B$39,IF(AND($G34=3,$H34=1),Reference!$B$40,IF(AND($G34=1,$H34=2),Reference!$B$41,IF(AND($G34=2,$H34=2),Reference!$B$42,IF(AND($G34=3,$H34=2),Reference!$B$43,IF(AND($G34=1,$H34=3),Reference!$B$44,IF(AND($G34=2,$H34=3),Reference!$B$45,IF(AND($G34=3,$H34=3),Reference!$B$46,IF(AND($G34=1,$H34=4),Reference!$B$47,IF(AND($G34=2,$H34=4),Reference!$B$48,IF(AND($G34=3,$H34=4),Reference!$B$49,IF(AND($G34=1,$H34=5),Reference!$B$50,IF(AND($G34=2,$H34=5),Reference!$B$51,IF(AND($G34=3,$H34=5),Reference!$B$52,0)))))))))))))))))","v":0},0,0,null,0,0,null,null,null,null,null,0,0,null,null,{"$f":"IF($D$3=\"UL\",(IF($G34>0,((IF(AND($F34=\"Standard\",$I34=2),Reference!$B$121,(IF(AND($F34=\"Medium\",$I34=2),Reference!$B$122,(IF(AND($F34=\"High\",$I34=2),Reference!$B$123,(IF(AND($F34=\"Standard\",$I34=3),Reference!$B$121,(IF(AND($F34=\"Medium\",$I34=3),Reference!$B$122,(IF(AND($F34=\"High\",$I34=3),Reference!$B$123,(IF(AND($F34=\"Standard\",$I34=4),Reference!$B$124,(IF(AND($F34=\"Medium\",$I34=4),Reference!$B$125,(IF(AND($F34=\"High\",$I34=4),Reference!$B$126,(IF(AND($F34=\"Standard\",$I34=7),Reference!$B$127,(IF(AND($F34=\"Medium\",$I34=7),Reference!$B$128,(IF(AND($F34=\"High\",$I34=7),Reference!$B$129,(IF(AND($F34=\"Standard\",$I34=8),Reference!$B$97,(IF(AND($F34=\"Medium\",$I34=8),Reference!$B$98,(IF(AND($F34=\"High\",$I34=8),Reference!$B$99,(IF(AND($F34=\"Standard\",$I34=9),Reference!$B$130,(IF(AND($F34=\"Medium\",$I34=9),Reference!$B$131,(IF(AND($F34=\"High\",$I34=9),Reference!$B$132,(IF(AND($F34=\"Standard\",$I34=11),Reference!$B$133,(IF(AND($F34=\"Medium\",$I34=11),Reference!$B$134,(IF(AND($F34=\"High\",$I34=11),Reference!$B$135,(IF(AND($F34=\"Standard\",$I34=12),Reference!$B$133,(IF(AND($F34=\"Medium\",$I34=12),Reference!$B$134,(IF(AND($F34=\"High\",$I34=12),Reference!$B$135,(IF(AND($F34=\"Standard\",$I34=13),Reference!$B$136,(IF(AND($F34=\"Medium\",$I34=13),Reference!$B$137,(IF(AND($F34=\"High\",$I34=13),Reference!$B$138,(IF(AND($F34=\"Standard\",$I34=16),Reference!$B$139,(IF(AND($F34=\"Medium\",$I34=16),Reference!$B$140,(IF(AND($F34=\"High\",$I34=16),Reference!$B$141,(IF(AND($F34=\"Standard\",$I34=17),Reference!$B$139,(IF(AND($F34=\"Medium\",$I34=17),Reference!$B$140,(IF(AND($F34=\"High\",$I34=17),Reference!$B$141,(IF(AND($F34=\"Standard\",$I34=18),Reference!$B$142,(IF(AND($F34=\"Medium\",$I34=18),Reference!$B$143,(IF(AND($F34=\"High\",$I34=18),Reference!$B$144,(IF(AND($F34=\"Standard\",$I34=21),Reference!$B$145,(IF(AND($F34=\"Medium\",$I34=21),Reference!$B$146,(IF(AND($F34=\"High\",$I34=21),Reference!$B$147,(IF(AND($F34=\"Standard\",$I34=23),Reference!$B$148,(IF(AND($F34=\"Medium\",$I34=23),Reference!$B$149,(IF(AND($F34=\"High\",$I34=23),Reference!$B$150,0))))))))))))))))))))))))))))))))))))))))))))))))))))))))))))))))))))))))))))))))))))),0)),(IF($G34>0,((IF(AND($F34=\"Standard\",$I34=2),Reference!$B$91,(IF(AND($F34=\"Medium\",$I34=2),Reference!$B$92,(IF(AND($F34=\"High\",$I34=2),Reference!$B$93,(IF(AND($F34=\"Standard\",$I34=3),Reference!$B$91,(IF(AND($F34=\"Medium\",$I34=3),Reference!$B$92,(IF(AND($F34=\"High\",$I34=3),Reference!$B$93,(IF(AND($F34=\"Standard\",$I34=4),Reference!$B$94,(IF(AND($F34=\"Medium\",$I34=4),Reference!$B$95,(IF(AND($F34=\"High\",$I34=4),Reference!$B$96,(IF(AND($F34=\"Standard\",$I34=7),Reference!$B$97,(IF(AND($F34=\"Medium\",$I34=7),Reference!$B$98,(IF(AND($F34=\"High\",$I34=7),Reference!$B$99,(IF(AND($F34=\"Standard\",$I34=8),Reference!$B$97,(IF(AND($F34=\"Medium\",$I34=8),Reference!$B$98,(IF(AND($F34=\"High\",$I34=8),Reference!$B$99,(IF(AND($F34=\"Standard\",$I34=9),Reference!$B$100,(IF(AND($F34=\"Medium\",$I34=9),Reference!$B$101,(IF(AND($F34=\"High\",$I34=9),Reference!$B$102,(IF(AND($F34=\"Standard\",$I34=11),Reference!$B$103,(IF(AND($F34=\"Medium\",$I34=11),Reference!$B$104,(IF(AND($F34=\"High\",$I34=11),Reference!$B$105,(IF(AND($F34=\"Standard\",$I34=12),Reference!$B$103,(IF(AND($F34=\"Medium\",$I34=12),Reference!$B$104,(IF(AND($F34=\"High\",$I34=12),Reference!$B$105,(IF(AND($F34=\"Standard\",$I34=13),Reference!$B$106,(IF(AND($F34=\"Medium\",$I34=13),Reference!$B$107,(IF(AND($F34=\"High\",$I34=13),Reference!$B$108,(IF(AND($F34=\"Standard\",$I34=16),Reference!$B$109,(IF(AND($F34=\"Medium\",$I34=16),Reference!$B$110,(IF(AND($F34=\"High\",$I34=16),Reference!$B$111,(IF(AND($F34=\"Standard\",$I34=17),Reference!$B$109,(IF(AND($F34=\"Medium\",$I34=17),Reference!$B$110,(IF(AND($F34=\"High\",$I34=17),Reference!$B$111,(IF(AND($F34=\"Standard\",$I34=18),Reference!$B$112,(IF(AND($F34=\"Medium\",$I34=18),Reference!$B$113,(IF(AND($F34=\"High\",$I34=18),Reference!$B$114,(IF(AND($F34=\"Standard\",$I34=21),Reference!$B$115,(IF(AND($F34=\"Medium\",$I34=21),Reference!$B$116,(IF(AND($F34=\"High\",$I34=21),Reference!$B$117,(IF(AND($F34=\"Standard\",$I34=23),Reference!$B$118,(IF(AND($F34=\"Medium\",$I34=23),Reference!$B$119,(IF(AND($F34=\"High\",$I34=23),Reference!$B$120,0))))))))))))))))))))))))))))))))))))))))))))))))))))))))))))))))))))))))))))))))))))),0)))","v":0},{"$f":"IF($D$3=\"UL\",(IF($G34>0,((IF(AND($F34=\"Standard\",$I34=2),Reference!$C$121,(IF(AND($F34=\"Medium\",$I34=2),Reference!$C$122,(IF(AND($F34=\"High\",$I34=2),Reference!$C$123,(IF(AND($F34=\"Standard\",$I34=3),Reference!$C$121,(IF(AND($F34=\"Medium\",$I34=3),Reference!$C$122,(IF(AND($F34=\"High\",$I34=3),Reference!$C$123,(IF(AND($F34=\"Standard\",$I34=4),Reference!$C$124,(IF(AND($F34=\"Medium\",$I34=4),Reference!$C$125,(IF(AND($F34=\"High\",$I34=4),Reference!$C$126,(IF(AND($F34=\"Standard\",$I34=7),Reference!$C$127,(IF(AND($F34=\"Medium\",$I34=7),Reference!$C$128,(IF(AND($F34=\"High\",$I34=7),Reference!$C$129,(IF(AND($F34=\"Standard\",$I34=8),Reference!$C$97,(IF(AND($F34=\"Medium\",$I34=8),Reference!$C$98,(IF(AND($F34=\"High\",$I34=8),Reference!$C$99,(IF(AND($F34=\"Standard\",$I34=9),Reference!$C$130,(IF(AND($F34=\"Medium\",$I34=9),Reference!$C$131,(IF(AND($F34=\"High\",$I34=9),Reference!$C$132,(IF(AND($F34=\"Standard\",$I34=11),Reference!$C$133,(IF(AND($F34=\"Medium\",$I34=11),Reference!$C$134,(IF(AND($F34=\"High\",$I34=11),Reference!$C$135,(IF(AND($F34=\"Standard\",$I34=12),Reference!$C$133,(IF(AND($F34=\"Medium\",$I34=12),Reference!$C$134,(IF(AND($F34=\"High\",$I34=12),Reference!$C$135,(IF(AND($F34=\"Standard\",$I34=13),Reference!$C$136,(IF(AND($F34=\"Medium\",$I34=13),Reference!$C$137,(IF(AND($F34=\"High\",$I34=13),Reference!$C$138,(IF(AND($F34=\"Standard\",$I34=16),Reference!$C$139,(IF(AND($F34=\"Medium\",$I34=16),Reference!$C$140,(IF(AND($F34=\"High\",$I34=16),Reference!$C$141,(IF(AND($F34=\"Standard\",$I34=17),Reference!$C$139,(IF(AND($F34=\"Medium\",$I34=17),Reference!$C$140,(IF(AND($F34=\"High\",$I34=17),Reference!$C$141,(IF(AND($F34=\"Standard\",$I34=18),Reference!$C$142,(IF(AND($F34=\"Medium\",$I34=18),Reference!$C$143,(IF(AND($F34=\"High\",$I34=18),Reference!$C$144,(IF(AND($F34=\"Standard\",$I34=21),Reference!$C$145,(IF(AND($F34=\"Medium\",$I34=21),Reference!$C$146,(IF(AND($F34=\"High\",$I34=21),Reference!$C$147,(IF(AND($F34=\"Standard\",$I34=23),Reference!$C$148,(IF(AND($F34=\"Medium\",$I34=23),Reference!$C$149,(IF(AND($F34=\"High\",$I34=23),Reference!$C$150,0))))))))))))))))))))))))))))))))))))))))))))))))))))))))))))))))))))))))))))))))))))),0)),(IF($G34>0,((IF(AND($F34=\"Standard\",$I34=2),Reference!$C$91,(IF(AND($F34=\"Medium\",$I34=2),Reference!$C$92,(IF(AND($F34=\"High\",$I34=2),Reference!$C$93,(IF(AND($F34=\"Standard\",$I34=3),Reference!$C$91,(IF(AND($F34=\"Medium\",$I34=3),Reference!$C$92,(IF(AND($F34=\"High\",$I34=3),Reference!$C$93,(IF(AND($F34=\"Standard\",$I34=4),Reference!$C$94,(IF(AND($F34=\"Medium\",$I34=4),Reference!$C$95,(IF(AND($F34=\"High\",$I34=4),Reference!$C$96,(IF(AND($F34=\"Standard\",$I34=7),Reference!$C$97,(IF(AND($F34=\"Medium\",$I34=7),Reference!$C$98,(IF(AND($F34=\"High\",$I34=7),Reference!$C$99,(IF(AND($F34=\"Standard\",$I34=8),Reference!$C$97,(IF(AND($F34=\"Medium\",$I34=8),Reference!$C$98,(IF(AND($F34=\"High\",$I34=8),Reference!$C$99,(IF(AND($F34=\"Standard\",$I34=9),Reference!$C$100,(IF(AND($F34=\"Medium\",$I34=9),Reference!$C$101,(IF(AND($F34=\"High\",$I34=9),Reference!$C$102,(IF(AND($F34=\"Standard\",$I34=11),Reference!$C$103,(IF(AND($F34=\"Medium\",$I34=11),Reference!$C$104,(IF(AND($F34=\"High\",$I34=11),Reference!$C$105,(IF(AND($F34=\"Standard\",$I34=12),Reference!$C$103,(IF(AND($F34=\"Medium\",$I34=12),Reference!$C$104,(IF(AND($F34=\"High\",$I34=12),Reference!$C$105,(IF(AND($F34=\"Standard\",$I34=13),Reference!$C$106,(IF(AND($F34=\"Medium\",$I34=13),Reference!$C$107,(IF(AND($F34=\"High\",$I34=13),Reference!$C$108,(IF(AND($F34=\"Standard\",$I34=16),Reference!$C$109,(IF(AND($F34=\"Medium\",$I34=16),Reference!$C$110,(IF(AND($F34=\"High\",$I34=16),Reference!$C$111,(IF(AND($F34=\"Standard\",$I34=17),Reference!$C$109,(IF(AND($F34=\"Medium\",$I34=17),Reference!$C$110,(IF(AND($F34=\"High\",$I34=17),Reference!$C$111,(IF(AND($F34=\"Standard\",$I34=18),Reference!$C$112,(IF(AND($F34=\"Medium\",$I34=18),Reference!$C$113,(IF(AND($F34=\"High\",$I34=18),Reference!$C$114,(IF(AND($F34=\"Standard\",$I34=21),Reference!$C$115,(IF(AND($F34=\"Medium\",$I34=21),Reference!$C$116,(IF(AND($F34=\"High\",$I34=21),Reference!$C$117,(IF(AND($F34=\"Standard\",$I34=23),Reference!$C$118,(IF(AND($F34=\"Medium\",$I34=23),Reference!$C$119,(IF(AND($F34=\"High\",$I34=23),Reference!$C$120,0))))))))))))))))))))))))))))))))))))))))))))))))))))))))))))))))))))))))))))))))))))),0)))","v":0},{"$f":"IF($D$3=\"UL\",(IF($G34>0,((IF(AND($F34=\"Standard\",$I34=2),Reference!$D$121,(IF(AND($F34=\"Medium\",$I34=2),Reference!$D$122,(IF(AND($F34=\"High\",$I34=2),Reference!$D$123,(IF(AND($F34=\"Standard\",$I34=3),Reference!$D$121,(IF(AND($F34=\"Medium\",$I34=3),Reference!$D$122,(IF(AND($F34=\"High\",$I34=3),Reference!$D$123,(IF(AND($F34=\"Standard\",$I34=4),Reference!$D$124,(IF(AND($F34=\"Medium\",$I34=4),Reference!$D$125,(IF(AND($F34=\"High\",$I34=4),Reference!$D$126,(IF(AND($F34=\"Standard\",$I34=7),Reference!$D$127,(IF(AND($F34=\"Medium\",$I34=7),Reference!$D$128,(IF(AND($F34=\"High\",$I34=7),Reference!$D$129,(IF(AND($F34=\"Standard\",$I34=8),Reference!$D$97,(IF(AND($F34=\"Medium\",$I34=8),Reference!$D$98,(IF(AND($F34=\"High\",$I34=8),Reference!$D$99,(IF(AND($F34=\"Standard\",$I34=9),Reference!$D$130,(IF(AND($F34=\"Medium\",$I34=9),Reference!$D$131,(IF(AND($F34=\"High\",$I34=9),Reference!$D$132,(IF(AND($F34=\"Standard\",$I34=11),Reference!$D$133,(IF(AND($F34=\"Medium\",$I34=11),Reference!$D$134,(IF(AND($F34=\"High\",$I34=11),Reference!$D$135,(IF(AND($F34=\"Standard\",$I34=12),Reference!$D$133,(IF(AND($F34=\"Medium\",$I34=12),Reference!$D$134,(IF(AND($F34=\"High\",$I34=12),Reference!$D$135,(IF(AND($F34=\"Standard\",$I34=13),Reference!$D$136,(IF(AND($F34=\"Medium\",$I34=13),Reference!$D$137,(IF(AND($F34=\"High\",$I34=13),Reference!$D$138,(IF(AND($F34=\"Standard\",$I34=16),Reference!$D$139,(IF(AND($F34=\"Medium\",$I34=16),Reference!$D$140,(IF(AND($F34=\"High\",$I34=16),Reference!$D$141,(IF(AND($F34=\"Standard\",$I34=17),Reference!$D$139,(IF(AND($F34=\"Medium\",$I34=17),Reference!$D$140,(IF(AND($F34=\"High\",$I34=17),Reference!$D$141,(IF(AND($F34=\"Standard\",$I34=18),Reference!$D$142,(IF(AND($F34=\"Medium\",$I34=18),Reference!$D$143,(IF(AND($F34=\"High\",$I34=18),Reference!$D$144,(IF(AND($F34=\"Standard\",$I34=21),Reference!$D$145,(IF(AND($F34=\"Medium\",$I34=21),Reference!$D$146,(IF(AND($F34=\"High\",$I34=21),Reference!$D$147,(IF(AND($F34=\"Standard\",$I34=23),Reference!$D$148,(IF(AND($F34=\"Medium\",$I34=23),Reference!$D$149,(IF(AND($F34=\"High\",$I34=23),Reference!$D$150,0))))))))))))))))))))))))))))))))))))))))))))))))))))))))))))))))))))))))))))))))))))),0)),(IF($G34>0,((IF(AND($F34=\"Standard\",$I34=2),Reference!$D$91,(IF(AND($F34=\"Medium\",$I34=2),Reference!$D$92,(IF(AND($F34=\"High\",$I34=2),Reference!$D$93,(IF(AND($F34=\"Standard\",$I34=3),Reference!$D$91,(IF(AND($F34=\"Medium\",$I34=3),Reference!$D$92,(IF(AND($F34=\"High\",$I34=3),Reference!$D$93,(IF(AND($F34=\"Standard\",$I34=4),Reference!$D$94,(IF(AND($F34=\"Medium\",$I34=4),Reference!$D$95,(IF(AND($F34=\"High\",$I34=4),Reference!$D$96,(IF(AND($F34=\"Standard\",$I34=7),Reference!$D$97,(IF(AND($F34=\"Medium\",$I34=7),Reference!$D$98,(IF(AND($F34=\"High\",$I34=7),Reference!$D$99,(IF(AND($F34=\"Standard\",$I34=8),Reference!$D$97,(IF(AND($F34=\"Medium\",$I34=8),Reference!$D$98,(IF(AND($F34=\"High\",$I34=8),Reference!$D$99,(IF(AND($F34=\"Standard\",$I34=9),Reference!$D$100,(IF(AND($F34=\"Medium\",$I34=9),Reference!$D$101,(IF(AND($F34=\"High\",$I34=9),Reference!$D$102,(IF(AND($F34=\"Standard\",$I34=11),Reference!$D$103,(IF(AND($F34=\"Medium\",$I34=11),Reference!$D$104,(IF(AND($F34=\"High\",$I34=11),Reference!$D$105,(IF(AND($F34=\"Standard\",$I34=12),Reference!$D$103,(IF(AND($F34=\"Medium\",$I34=12),Reference!$D$104,(IF(AND($F34=\"High\",$I34=12),Reference!$D$105,(IF(AND($F34=\"Standard\",$I34=13),Reference!$D$106,(IF(AND($F34=\"Medium\",$I34=13),Reference!$D$107,(IF(AND($F34=\"High\",$I34=13),Reference!$D$108,(IF(AND($F34=\"Standard\",$I34=16),Reference!$D$109,(IF(AND($F34=\"Medium\",$I34=16),Reference!$D$110,(IF(AND($F34=\"High\",$I34=16),Reference!$D$111,(IF(AND($F34=\"Standard\",$I34=17),Reference!$D$109,(IF(AND($F34=\"Medium\",$I34=17),Reference!$D$110,(IF(AND($F34=\"High\",$I34=17),Reference!$D$111,(IF(AND($F34=\"Standard\",$I34=18),Reference!$D$112,(IF(AND($F34=\"Medium\",$I34=18),Reference!$D$113,(IF(AND($F34=\"High\",$I34=18),Reference!$D$114,(IF(AND($F34=\"Standard\",$I34=21),Reference!$D$115,(IF(AND($F34=\"Medium\",$I34=21),Reference!$D$116,(IF(AND($F34=\"High\",$I34=21),Reference!$D$117,(IF(AND($F34=\"Standard\",$I34=23),Reference!$D$118,(IF(AND($F34=\"Medium\",$I34=23),Reference!$D$119,(IF(AND($F34=\"High\",$I34=23),Reference!$D$120,0))))))))))))))))))))))))))))))))))))))))))))))))))))))))))))))))))))))))))))))))))))),0)))","v":0},0,0,0,null,"No",0,0,0,0,{"$f":"IF($AN34=\"Yes\",IF($AO34=1,Reference!#REF!,IF($AO34=2,Reference!#REF!,IF($AO34=3,Reference!#REF!,0))),(IF($AP34=1,IF($AR34=2,Reference!$C$194,IF($AR34=3,Reference!$C$196,IF($AR34=4,Reference!$C$198,0))),IF($AP34=2,IF($AR34=3,Reference!$C$195,IF($AR34=4,Reference!$C$197,IF($AR34=5,Reference!$C$199,0))),0))))","v":0},{"$f":"IF(AN34=\"Yes\",IF($AO34=1,Reference!#REF!,IF($AO34=2,Reference!#REF!,IF($AO34=3,Reference!#REF!,0))),(IF($AP34=1,IF($AR34=2,Reference!$E$194,IF($AR34=3,Reference!$E$196,IF($AR34=4,Reference!$E$198,0))),IF($AP34=2,IF($AR34=3,Reference!$E$195,IF($AR34=4,Reference!$E$197,IF($AR34=5,Reference!$E$199,0))),0))))","v":0},{"$f":"IF($AN34=\"Yes\",IF($AO34=1,Reference!#REF!,IF($AO34=2,Reference!#REF!,IF($AO34=3,Reference!#REF!,0))),(IF($AP34=1,IF($AR34=2,Reference!$D$194,IF($AR34=3,Reference!$D$196,IF($AR34=4,Reference!$D$198,0))),IF($AP34=2,IF($AR34=3,Reference!$D$195,IF($AR34=4,Reference!$D$197,IF($AR34=5,Reference!$D$199,0))),0))))","v":0},0,null,0,0,null,{"$f":"IF($AX34=\"Yes\",(IF($AZ34=\"NU2\",Reference!$B$221,IF($AZ34=\"NU2D\",Reference!$B$222,IF($AZ34=\"NU5N\",Reference!$B$223,IF($AZ34=\"NU5DN\",Reference!$B$224,IF($AZ34=\"NU5DOData\",Reference!$B$225,IF($AZ34=\"NU5DOFD\",Reference!$B$227,\"\"))))))),0)","v":0},{"$f":"IF($AX34=\"Yes\",(IF($AZ34=\"NU2\",Reference!$D$221,IF($AZ34=\"NU2D\",Reference!$D$222,IF($AZ34=\"NU5N\",Reference!$D$223,IF($AZ34=\"NU5DN\",Reference!$D$224,IF($AZ34=\"NU5DOData\",Reference!$D$225,IF($AZ34=\"NU5DOFD\",Reference!$D$227,0))))))),0)","v":0},{"$f":"IF($AX34=\"Yes\",(IF($AZ34=\"NU2\",Reference!$E$221,IF($AZ34=\"NU2D\",Reference!$E$222,IF($AZ34=\"NU5N\",Reference!$E$223,IF($AZ34=\"NU5DN\",Reference!$E$224,IF($AZ34=\"NU5DOData\",Reference!$E$225,IF($AZ34=\"NU5DOFD\",Reference!$E$227,IF($AZ34=\"NU5DF\",Reference!$E$226,0)))))))),0)","v":0},null,null,null,0,{"$f":"IF($BE34=\"AD-10-1960\",Reference!$G$232,IF($BE34=\"AD-10-1963\",Reference!$G$233,IF($BE34=\"AD-10-1966\",Reference!$G$237,IF($BE34=\"AD-10-1975\",Reference!$G$237,IF($BE34=\"AD-10-1980\",Reference!$G$238,IF($BE34=\"AD-10-2000\",Reference!$G$235,IF($BE34=\"AD-10-2010\",Reference!$G$236,\"\")))))))","v":""},{"$f":"IF($BE34=\"AD-10-1960\",Reference!$F$232,IF($BE34=\"AD-10-1963\",Reference!$F$233,IF($BE34=\"AD-10-1966\",Reference!$F$237,IF($BE34=\"AD-10-1975\",Reference!$F$237,IF($BE34=\"AD-10-1980\",Reference!$F$238,IF($BE34=\"AD-10-2000\",Reference!$F$235,IF($BE34=\"AD-10-2010\",Reference!$F$236,\"\")))))))","v":""},{"$f":"IF($BE34=\"AD-10-1960\",Reference!$E$232,IF($BE34=\"AD-10-1963\",Reference!$E$233,IF($BE34=\"AD-10-1966\",Reference!$E$237,IF($BE34=\"AD-10-1975\",Reference!$E$237,IF($BE34=\"AD-10-1980\",Reference!$E$238,IF($BE34=\"AD-10-2000\",Reference!$E$235,IF($BE34=\"AD-10-2010\",Reference!$E$236,\"\")))))))","v":""},null,0,{"$f":"(IF($D34>0,(IF($BL34=\"AD-05-5400\",'Battery Consumption'!$D$5,IF($BL34=\"AD-05-5410\",'Battery Consumption'!$D$6,IF($BL34=\"AD-05-5405\",'Battery Consumption'!$D$7,IF($BL34=\"AD-05-5415\",'Battery Consumption'!$D$8,IF($BL34=\"AD-05-5425\",'Battery Consumption'!$D$9,IF($BL34=\"AD-05-5420\",'Battery Consumption'!$D$10,IF($BL34=\"AD-05-5430\",'Battery Consumption'!$D$11,IF($BL34=\"AD-05-5440\",'Battery Consumption'!$D$12,IF($BL34=\"AD-05-5435\",'Battery Consumption'!$D$13,IF($BL34=\"AD-05-5445\",'Battery Consumption'!$D$14,IF($BL34=\"AD-05-5455\",'Battery Consumption'!$D$15,IF($BL34=\"AD-05-5450\",'Battery Consumption'!$D$16,IF($BL34=\"AD-05-5460\",'Battery Consumption'!$D$17,IF($BL34=\"AD-05-5465\",'Battery Consumption'!$D$18,IF($BL34=\"AD-05-5470\",'Battery Consumption'!$D$19,IF($BL34=\"AD-05-5401\",'Battery Consumption'!$D$20,IF($BL34=\"AD-05-5413\",'Battery Consumption'!$D$21,IF($BL34=\"AD-05-5406\",'Battery Consumption'!$D$22,IF($BL34=\"AD-05-5416\",'Battery Consumption'!$D$23,IF($BL34=\"AD-05-5426\",'Battery Consumption'!$D$24,IF($BL34=\"AD-05-5421\",'Battery Consumption'!$D$25,IF($BL34=\"AD-05-5432\",'Battery Consumption'!$D$26,IF($BL34=\"AD-05-5441\",'Battery Consumption'!$D$27,IF($BL34=\"AD-05-5437\",'Battery Consumption'!$D$28,IF($BL34=\"AD-05-5446\",'Battery Consumption'!$D$29,IF($BL34=\"AD-05-5456\",'Battery Consumption'!$D$30,IF($BL34=\"AD-05-5451\",'Battery Consumption'!$D$31,IF($BL34=\"AD-05-5461\",'Battery Consumption'!$D$32,IF($BL34=\"AD-05-5471\",'Battery Consumption'!$D$33,IF($BL34=\"AD-05-5466\",'Battery Consumption'!$D$34,0))))))))))))))))))))))))))))))),0))","v":0},0,{"$f":"(IF($D34>0,(IF($BL34=\"AD-05-5400\",'Battery Consumption'!$E$5,IF($BL34=\"AD-05-5410\",'Battery Consumption'!$E$6,IF($BL34=\"AD-05-5405\",'Battery Consumption'!$E$7,IF($BL34=\"AD-05-5415\",'Battery Consumption'!$E$8,IF($BL34=\"AD-05-5425\",'Battery Consumption'!$E$9,IF($BL34=\"AD-05-5420\",'Battery Consumption'!$E$10,IF($BL34=\"AD-05-5430\",'Battery Consumption'!$E$11,IF($BL34=\"AD-05-5440\",'Battery Consumption'!$E$12,IF($BL34=\"AD-05-5435\",'Battery Consumption'!$E$13,IF($BL34=\"AD-05-5445\",'Battery Consumption'!$E$14,IF($BL34=\"AD-05-5455\",'Battery Consumption'!$E$15,IF($BL34=\"AD-05-5450\",'Battery Consumption'!$E$16,IF($BL34=\"AD-05-5460\",'Battery Consumption'!$E$17,IF($BL34=\"AD-05-5465\",'Battery Consumption'!$E$18,IF($BL34=\"AD-05-5470\",'Battery Consumption'!$E$19,IF($BL34=\"AD-05-5401\",'Battery Consumption'!$E$20,IF($BL34=\"AD-05-5413\",'Battery Consumption'!$E$21,IF($BL34=\"AD-05-5406\",'Battery Consumption'!$E$22,IF($BL34=\"AD-05-5416\",'Battery Consumption'!$E$23,IF($BL34=\"AD-05-5426\",'Battery Consumption'!$E$24,IF($BL34=\"AD-05-5421\",'Battery Consumption'!$E$25,IF($BL34=\"AD-05-5432\",'Battery Consumption'!$E$26,IF($BL34=\"AD-05-5441\",'Battery Consumption'!$E$27,IF($BL34=\"AD-05-5437\",'Battery Consumption'!$E$28,IF($BL34=\"AD-05-5446\",'Battery Consumption'!$E$29,IF($BL34=\"AD-05-5456\",'Battery Consumption'!$E$30,IF($BL34=\"AD-05-5451\",'Battery Consumption'!$E$31,IF($BL34=\"AD-05-5461\",'Battery Consumption'!$E$32,IF($BL34=\"AD-05-5471\",'Battery Consumption'!$E$33,IF($BL34=\"AD-05-5466\",'Battery Consumption'!$E$34,0))))))))))))))))))))))))))))))),0))","v":0},0,0,{"$f":"IF($D34>0,(IF($BQ34<12,Reference!$J$259,IF($BQ34<24,Reference!$J$260,IF($BQ34<65,Reference!$J$260,\"Get your own\")))),0)","v":0},{"$f":"IF($D34>0,(IF($BQ34<12,Reference!$F$259,IF($BQ34<24,Reference!$F$260,IF($BQ34<65,Reference!$F$260,\"Get your own\")))),0)","v":0},{"$f":"IF($D34>0,(IF($BQ34<12,Reference!$H$259,IF($BQ34<24,Reference!$H$260,IF($BQ34<65,Reference!$H$260,\"Get your own\")))),0)","v":0},null,0,null,null,"AD-05-5461","Net-TopSensUL Standard-TT1",{"$f":"SUMIF($Q$7:$Q$44,BY34, $D$7:$D$44)","v":0},"UL"]
[29,null,null,null,null,null,0,0,0,0,0,0,0,0,0,null,{"$f":"IF($D$3=\"UL\",(IF(AND($G35=1,$H35=1),Reference!$C$53,IF(AND($G35=2,$H35=1),Reference!$C$54,IF(AND($G35=3,$H35=1),Reference!$C$55,IF(AND($G35=1,$H35=2),Reference!$C$56,IF(AND($G35=2,$H35=2),Reference!$C$57,IF(AND($G35=3,$H35=2),Reference!$C$58,IF(AND($G35=1,$H35=3),Reference!$C$59,IF(AND($G35=2,$H35=3),Reference!$C$60,IF(AND($G35=3,$H35=3),Reference!$C$61,IF(AND($G35=1,$H35=4),Reference!$C$62,IF(AND($G35=2,$H35=4),Reference!$C$63,IF(AND($G35=3,$H35=4),Reference!$C$64,IF(AND($G35=1,$H35=5),Reference!$C$65,IF(AND($G35=2,$H35=5),Reference!$C$66,IF(AND($G35=3,$H35=5),Reference!$C$67,0)))))))))))))))),(IF(AND($G35=1,$H35=1),Reference!$C$38,IF(AND($G35=2,$H35=1),Reference!$C$39,IF(AND($G35=3,$H35=1),Reference!$C$40,IF(AND($G35=1,$H35=2),Reference!$C$41,IF(AND($G35=2,$H35=2),Reference!$C$42,IF(AND($G35=3,$H35=2),Reference!$C$43,IF(AND($G35=1,$H35=3),Reference!$C$44,IF(AND($G35=2,$H35=3),Reference!$C$45,IF(AND($G35=3,$H35=3),Reference!$C$46,IF(AND($G35=1,$H35=4),Reference!$C$47,IF(AND($G35=2,$H35=4),Reference!$C$48,IF(AND($G35=3,$H35=4),Reference!$C$49,IF(AND($G35=1,$H35=5),Reference!$C$50,IF(AND($G35=2,$H35=5),Reference!$C$51,IF(AND($G35=3,$H35=5),Reference!$C$52,0)))))))))))))))))","v":0},{"$f":"IF($D$3=\"UL\",(IF(AND($G35=1,$H35=1),Reference!$B$53,IF(AND($G35=2,$H35=1),Reference!$B$54,IF(AND($G35=3,$H35=1),Reference!$B$55,IF(AND($G35=1,$H35=2),Reference!$B$56,IF(AND($G35=2,$H35=2),Reference!$B$57,IF(AND($G35=3,$H35=2),Reference!$B$58,IF(AND($G35=1,$H35=3),Reference!$B$59,IF(AND($G35=2,$H35=3),Reference!$B$60,IF(AND($G35=3,$H35=3),Reference!$B$61,IF(AND($G35=1,$H35=4),Reference!$B$62,IF(AND($G35=2,$H35=4),Reference!$B$63,IF(AND($G35=3,$H35=4),Reference!$B$64,IF(AND($G35=1,$H35=5),Reference!$B$65,IF(AND($G35=2,$H35=5),Reference!$B$66,IF(AND($G35=3,$H35=5),Reference!$B$67,0)))))))))))))))),(IF(AND($G35=1,$H35=1),Reference!$B$38,IF(AND($G35=2,$H35=1),Reference!$B$39,IF(AND($G35=3,$H35=1),Reference!$B$40,IF(AND($G35=1,$H35=2),Reference!$B$41,IF(AND($G35=2,$H35=2),Reference!$B$42,IF(AND($G35=3,$H35=2),Reference!$B$43,IF(AND($G35=1,$H35=3),Reference!$B$44,IF(AND($G35=2,$H35=3),Reference!$B$45,IF(AND($G35=3,$H35=3),Reference!$B$46,IF(AND($G35=1,$H35=4),Reference!$B$47,IF(AND($G35=2,$H35=4),Reference!$B$48,IF(AND($G35=3,$H35=4),Reference!$B$49,IF(AND($G35=1,$H35=5),Reference!$B$50,IF(AND($G35=2,$H35=5),Reference!$B$51,IF(AND($G35=3,$H35=5),Reference!$B$52,0)))))))))))))))))","v":0},0,0,null,0,0,null,null,null,null,null,0,0,null,null,{"$f":"IF($D$3=\"UL\",(IF($G35>0,((IF(AND($F35=\"Standard\",$I35=2),Reference!$B$121,(IF(AND($F35=\"Medium\",$I35=2),Reference!$B$122,(IF(AND($F35=\"High\",$I35=2),Reference!$B$123,(IF(AND($F35=\"Standard\",$I35=3),Reference!$B$121,(IF(AND($F35=\"Medium\",$I35=3),Reference!$B$122,(IF(AND($F35=\"High\",$I35=3),Reference!$B$123,(IF(AND($F35=\"Standard\",$I35=4),Reference!$B$124,(IF(AND($F35=\"Medium\",$I35=4),Reference!$B$125,(IF(AND($F35=\"High\",$I35=4),Reference!$B$126,(IF(AND($F35=\"Standard\",$I35=7),Reference!$B$127,(IF(AND($F35=\"Medium\",$I35=7),Reference!$B$128,(IF(AND($F35=\"High\",$I35=7),Reference!$B$129,(IF(AND($F35=\"Standard\",$I35=8),Reference!$B$97,(IF(AND($F35=\"Medium\",$I35=8),Reference!$B$98,(IF(AND($F35=\"High\",$I35=8),Reference!$B$99,(IF(AND($F35=\"Standard\",$I35=9),Reference!$B$130,(IF(AND($F35=\"Medium\",$I35=9),Reference!$B$131,(IF(AND($F35=\"High\",$I35=9),Reference!$B$132,(IF(AND($F35=\"Standard\",$I35=11),Reference!$B$133,(IF(AND($F35=\"Medium\",$I35=11),Reference!$B$134,(IF(AND($F35=\"High\",$I35=11),Reference!$B$135,(IF(AND($F35=\"Standard\",$I35=12),Reference!$B$133,(IF(AND($F35=\"Medium\",$I35=12),Reference!$B$134,(IF(AND($F35=\"High\",$I35=12),Reference!$B$135,(IF(AND($F35=\"Standard\",$I35=13),Reference!$B$136,(IF(AND($F35=\"Medium\",$I35=13),Reference!$B$137,(IF(AND($F35=\"High\",$I35=13),Reference!$B$138,(IF(AND($F35=\"Standard\",$I35=16),Reference!$B$139,(IF(AND($F35=\"Medium\",$I35=16),Reference!$B$140,(IF(AND($F35=\"High\",$I35=16),Reference!$B$141,(IF(AND($F35=\"Standard\",$I35=17),Reference!$B$139,(IF(AND($F35=\"Medium\",$I35=17),Reference!$B$140,(IF(AND($F35=\"High\",$I35=17),Reference!$B$141,(IF(AND($F35=\"Standard\",$I35=18),Reference!$B$142,(IF(AND($F35=\"Medium\",$I35=18),Reference!$B$143,(IF(AND($F35=\"High\",$I35=18),Reference!$B$144,(IF(AND($F35=\"Standard\",$I35=21),Reference!$B$145,(IF(AND($F35=\"Medium\",$I35=21),Reference!$B$146,(IF(AND($F35=\"High\",$I35=21),Reference!$B$147,(IF(AND($F35=\"Standard\",$I35=23),Reference!$B$148,(IF(AND($F35=\"Medium\",$I35=23),Reference!$B$149,(IF(AND($F35=\"High\",$I35=23),Reference!$B$150,0))))))))))))))))))))))))))))))))))))))))))))))))))))))))))))))))))))))))))))))))))))),0)),(IF($G35>0,((IF(AND($F35=\"Standard\",$I35=2),Reference!$B$91,(IF(AND($F35=\"Medium\",$I35=2),Reference!$B$92,(IF(AND($F35=\"High\",$I35=2),Reference!$B$93,(IF(AND($F35=\"Standard\",$I35=3),Reference!$B$91,(IF(AND($F35=\"Medium\",$I35=3),Reference!$B$92,(IF(AND($F35=\"High\",$I35=3),Reference!$B$93,(IF(AND($F35=\"Standard\",$I35=4),Reference!$B$94,(IF(AND($F35=\"Medium\",$I35=4),Reference!$B$95,(IF(AND($F35=\"High\",$I35=4),Reference!$B$96,(IF(AND($F35=\"Standard\",$I35=7),Reference!$B$97,(IF(AND($F35=\"Medium\",$I35=7),Reference!$B$98,(IF(AND($F35=\"High\",$I35=7),Reference!$B$99,(IF(AND($F35=\"Standard\",$I35=8),Reference!$B$97,(IF(AND($F35=\"Medium\",$I35=8),Reference!$B$98,(IF(AND($F35=\"High\",$I35=8),Reference!$B$99,(IF(AND($F35=\"Standard\",$I35=9),Reference!$B$100,(IF(AND($F35=\"Medium\",$I35=9),Reference!$B$101,(IF(AND($F35=\"High\",$I35=9),Reference!$B$102,(IF(AND($F35=\"Standard\",$I35=11),Reference!$B$103,(IF(AND($F35=\"Medium\",$I35=11),Reference!$B$104,(IF(AND($F35=\"High\",$I35=11),Reference!$B$105,(IF(AND($F35=\"Standard\",$I35=12),Reference!$B$103,(IF(AND($F35=\"Medium\",$I35=12),Reference!$B$104,(IF(AND($F35=\"High\",$I35=12),Reference!$B$105,(IF(AND($F35=\"Standard\",$I35=13),Reference!$B$106,(IF(AND($F35=\"Medium\",$I35=13),Reference!$B$107,(IF(AND($F35=\"High\",$I35=13),Reference!$B$108,(IF(AND($F35=\"Standard\",$I35=16),Reference!$B$109,(IF(AND($F35=\"Medium\",$I35=16),Reference!$B$110,(IF(AND($F35=\"High\",$I35=16),Reference!$B$111,(IF(AND($F35=\"Standard\",$I35=17),Reference!$B$109,(IF(AND($F35=\"Medium\",$I35=17),Reference!$B$110,(IF(AND($F35=\"High\",$I35=17),Reference!$B$111,(IF(AND($F35=\"Standard\",$I35=18),Reference!$B$112,(IF(AND($F35=\"Medium\",$I35=18),Reference!$B$113,(IF(AND($F35=\"High\",$I35=18),Reference!$B$114,(IF(AND($F35=\"Standard\",$I35=21),Reference!$B$115,(IF(AND($F35=\"Medium\",$I35=21),Reference!$B$116,(IF(AND($F35=\"High\",$I35=21),Reference!$B$117,(IF(AND($F35=\"Standard\",$I35=23),Reference!$B$118,(IF(AND($F35=\"Medium\",$I35=23),Reference!$B$119,(IF(AND($F35=\"High\",$I35=23),Reference!$B$120,0))))))))))))))))))))))))))))))))))))))))))))))))))))))))))))))))))))))))))))))))))))),0)))","v":0},{"$f":"IF($D$3=\"UL\",(IF($G35>0,((IF(AND($F35=\"Standard\",$I35=2),Reference!$C$121,(IF(AND($F35=\"Medium\",$I35=2),Reference!$C$122,(IF(AND($F35=\"High\",$I35=2),Reference!$C$123,(IF(AND($F35=\"Standard\",$I35=3),Reference!$C$121,(IF(AND($F35=\"Medium\",$I35=3),Reference!$C$122,(IF(AND($F35=\"High\",$I35=3),Reference!$C$123,(IF(AND($F35=\"Standard\",$I35=4),Reference!$C$124,(IF(AND($F35=\"Medium\",$I35=4),Reference!$C$125,(IF(AND($F35=\"High\",$I35=4),Reference!$C$126,(IF(AND($F35=\"Standard\",$I35=7),Reference!$C$127,(IF(AND($F35=\"Medium\",$I35=7),Reference!$C$128,(IF(AND($F35=\"High\",$I35=7),Reference!$C$129,(IF(AND($F35=\"Standard\",$I35=8),Reference!$C$97,(IF(AND($F35=\"Medium\",$I35=8),Reference!$C$98,(IF(AND($F35=\"High\",$I35=8),Reference!$C$99,(IF(AND($F35=\"Standard\",$I35=9),Reference!$C$130,(IF(AND($F35=\"Medium\",$I35=9),Reference!$C$131,(IF(AND($F35=\"High\",$I35=9),Reference!$C$132,(IF(AND($F35=\"Standard\",$I35=11),Reference!$C$133,(IF(AND($F35=\"Medium\",$I35=11),Reference!$C$134,(IF(AND($F35=\"High\",$I35=11),Reference!$C$135,(IF(AND($F35=\"Standard\",$I35=12),Reference!$C$133,(IF(AND($F35=\"Medium\",$I35=12),Reference!$C$134,(IF(AND($F35=\"High\",$I35=12),Reference!$C$135,(IF(AND($F35=\"Standard\",$I35=13),Reference!$C$136,(IF(AND($F35=\"Medium\",$I35=13),Reference!$C$137,(IF(AND($F35=\"High\",$I35=13),Reference!$C$138,(IF(AND($F35=\"Standard\",$I35=16),Reference!$C$139,(IF(AND($F35=\"Medium\",$I35=16),Reference!$C$140,(IF(AND($F35=\"High\",$I35=16),Reference!$C$141,(IF(AND($F35=\"Standard\",$I35=17),Reference!$C$139,(IF(AND($F35=\"Medium\",$I35=17),Reference!$C$140,(IF(AND($F35=\"High\",$I35=17),Reference!$C$141,(IF(AND($F35=\"Standard\",$I35=18),Reference!$C$142,(IF(AND($F35=\"Medium\",$I35=18),Reference!$C$143,(IF(AND($F35=\"High\",$I35=18),Reference!$C$144,(IF(AND($F35=\"Standard\",$I35=21),Reference!$C$145,(IF(AND($F35=\"Medium\",$I35=21),Reference!$C$146,(IF(AND($F35=\"High\",$I35=21),Reference!$C$147,(IF(AND($F35=\"Standard\",$I35=23),Reference!$C$148,(IF(AND($F35=\"Medium\",$I35=23),Reference!$C$149,(IF(AND($F35=\"High\",$I35=23),Reference!$C$150,0))))))))))))))))))))))))))))))))))))))))))))))))))))))))))))))))))))))))))))))))))))),0)),(IF($G35>0,((IF(AND($F35=\"Standard\",$I35=2),Reference!$C$91,(IF(AND($F35=\"Medium\",$I35=2),Reference!$C$92,(IF(AND($F35=\"High\",$I35=2),Reference!$C$93,(IF(AND($F35=\"Standard\",$I35=3),Reference!$C$91,(IF(AND($F35=\"Medium\",$I35=3),Reference!$C$92,(IF(AND($F35=\"High\",$I35=3),Reference!$C$93,(IF(AND($F35=\"Standard\",$I35=4),Reference!$C$94,(IF(AND($F35=\"Medium\",$I35=4),Reference!$C$95,(IF(AND($F35=\"High\",$I35=4),Reference!$C$96,(IF(AND($F35=\"Standard\",$I35=7),Reference!$C$97,(IF(AND($F35=\"Medium\",$I35=7),Reference!$C$98,(IF(AND($F35=\"High\",$I35=7),Reference!$C$99,(IF(AND($F35=\"Standard\",$I35=8),Reference!$C$97,(IF(AND($F35=\"Medium\",$I35=8),Reference!$C$98,(IF(AND($F35=\"High\",$I35=8),Reference!$C$99,(IF(AND($F35=\"Standard\",$I35=9),Reference!$C$100,(IF(AND($F35=\"Medium\",$I35=9),Reference!$C$101,(IF(AND($F35=\"High\",$I35=9),Reference!$C$102,(IF(AND($F35=\"Standard\",$I35=11),Reference!$C$103,(IF(AND($F35=\"Medium\",$I35=11),Reference!$C$104,(IF(AND($F35=\"High\",$I35=11),Reference!$C$105,(IF(AND($F35=\"Standard\",$I35=12),Reference!$C$103,(IF(AND($F35=\"Medium\",$I35=12),Reference!$C$104,(IF(AND($F35=\"High\",$I35=12),Reference!$C$105,(IF(AND($F35=\"Standard\",$I35=13),Reference!$C$106,(IF(AND($F35=\"Medium\",$I35=13),Reference!$C$107,(IF(AND($F35=\"High\",$I35=13),Reference!$C$108,(IF(AND($F35=\"Standard\",$I35=16),Reference!$C$109,(IF(AND($F35=\"Medium\",$I35=16),Reference!$C$110,(IF(AND($F35=\"High\",$I35=16),Reference!$C$111,(IF(AND($F35=\"Standard\",$I35=17),Reference!$C$109,(IF(AND($F35=\"Medium\",$I35=17),Reference!$C$110,(IF(AND($F35=\"High\",$I35=17),Reference!$C$111,(IF(AND($F35=\"Standard\",$I35=18),Reference!$C$112,(IF(AND($F35=\"Medium\",$I35=18),Reference!$C$113,(IF(AND($F35=\"High\",$I35=18),Reference!$C$114,(IF(AND($F35=\"Standard\",$I35=21),Reference!$C$115,(IF(AND($F35=\"Medium\",$I35=21),Reference!$C$116,(IF(AND($F35=\"High\",$I35=21),Reference!$C$117,(IF(AND($F35=\"Standard\",$I35=23),Reference!$C$118,(IF(AND($F35=\"Medium\",$I35=23),Reference!$C$119,(IF(AND($F35=\"High\",$I35=23),Reference!$C$120,0))))))))))))))))))))))))))))))))))))))))))))))))))))))))))))))))))))))))))))))))))))),0)))","v":0},{"$f":"IF($D$3=\"UL\",(IF($G35>0,((IF(AND($F35=\"Standard\",$I35=2),Reference!$D$121,(IF(AND($F35=\"Medium\",$I35=2),Reference!$D$122,(IF(AND($F35=\"High\",$I35=2),Reference!$D$123,(IF(AND($F35=\"Standard\",$I35=3),Reference!$D$121,(IF(AND($F35=\"Medium\",$I35=3),Reference!$D$122,(IF(AND($F35=\"High\",$I35=3),Reference!$D$123,(IF(AND($F35=\"Standard\",$I35=4),Reference!$D$124,(IF(AND($F35=\"Medium\",$I35=4),Reference!$D$125,(IF(AND($F35=\"High\",$I35=4),Reference!$D$126,(IF(AND($F35=\"Standard\",$I35=7),Reference!$D$127,(IF(AND($F35=\"Medium\",$I35=7),Reference!$D$128,(IF(AND($F35=\"High\",$I35=7),Reference!$D$129,(IF(AND($F35=\"Standard\",$I35=8),Reference!$D$97,(IF(AND($F35=\"Medium\",$I35=8),Reference!$D$98,(IF(AND($F35=\"High\",$I35=8),Reference!$D$99,(IF(AND($F35=\"Standard\",$I35=9),Reference!$D$130,(IF(AND($F35=\"Medium\",$I35=9),Reference!$D$131,(IF(AND($F35=\"High\",$I35=9),Reference!$D$132,(IF(AND($F35=\"Standard\",$I35=11),Reference!$D$133,(IF(AND($F35=\"Medium\",$I35=11),Reference!$D$134,(IF(AND($F35=\"High\",$I35=11),Reference!$D$135,(IF(AND($F35=\"Standard\",$I35=12),Reference!$D$133,(IF(AND($F35=\"Medium\",$I35=12),Reference!$D$134,(IF(AND($F35=\"High\",$I35=12),Reference!$D$135,(IF(AND($F35=\"Standard\",$I35=13),Reference!$D$136,(IF(AND($F35=\"Medium\",$I35=13),Reference!$D$137,(IF(AND($F35=\"High\",$I35=13),Reference!$D$138,(IF(AND($F35=\"Standard\",$I35=16),Reference!$D$139,(IF(AND($F35=\"Medium\",$I35=16),Reference!$D$140,(IF(AND($F35=\"High\",$I35=16),Reference!$D$141,(IF(AND($F35=\"Standard\",$I35=17),Reference!$D$139,(IF(AND($F35=\"Medium\",$I35=17),Reference!$D$140,(IF(AND($F35=\"High\",$I35=17),Reference!$D$141,(IF(AND($F35=\"Standard\",$I35=18),Reference!$D$142,(IF(AND($F35=\"Medium\",$I35=18),Reference!$D$143,(IF(AND($F35=\"High\",$I35=18),Reference!$D$144,(IF(AND($F35=\"Standard\",$I35=21),Reference!$D$145,(IF(AND($F35=\"Medium\",$I35=21),Reference!$D$146,(IF(AND($F35=\"High\",$I35=21),Reference!$D$147,(IF(AND($F35=\"Standard\",$I35=23),Reference!$D$148,(IF(AND($F35=\"Medium\",$I35=23),Reference!$D$149,(IF(AND($F35=\"High\",$I35=23),Reference!$D$150,0))))))))))))))))))))))))))))))))))))))))))))))))))))))))))))))))))))))))))))))))))))),0)),(IF($G35>0,((IF(AND($F35=\"Standard\",$I35=2),Reference!$D$91,(IF(AND($F35=\"Medium\",$I35=2),Reference!$D$92,(IF(AND($F35=\"High\",$I35=2),Reference!$D$93,(IF(AND($F35=\"Standard\",$I35=3),Reference!$D$91,(IF(AND($F35=\"Medium\",$I35=3),Reference!$D$92,(IF(AND($F35=\"High\",$I35=3),Reference!$D$93,(IF(AND($F35=\"Standard\",$I35=4),Reference!$D$94,(IF(AND($F35=\"Medium\",$I35=4),Reference!$D$95,(IF(AND($F35=\"High\",$I35=4),Reference!$D$96,(IF(AND($F35=\"Standard\",$I35=7),Reference!$D$97,(IF(AND($F35=\"Medium\",$I35=7),Reference!$D$98,(IF(AND($F35=\"High\",$I35=7),Reference!$D$99,(IF(AND($F35=\"Standard\",$I35=8),Reference!$D$97,(IF(AND($F35=\"Medium\",$I35=8),Reference!$D$98,(IF(AND($F35=\"High\",$I35=8),Reference!$D$99,(IF(AND($F35=\"Standard\",$I35=9),Reference!$D$100,(IF(AND($F35=\"Medium\",$I35=9),Reference!$D$101,(IF(AND($F35=\"High\",$I35=9),Reference!$D$102,(IF(AND($F35=\"Standard\",$I35=11),Reference!$D$103,(IF(AND($F35=\"Medium\",$I35=11),Reference!$D$104,(IF(AND($F35=\"High\",$I35=11),Reference!$D$105,(IF(AND($F35=\"Standard\",$I35=12),Reference!$D$103,(IF(AND($F35=\"Medium\",$I35=12),Reference!$D$104,(IF(AND($F35=\"High\",$I35=12),Reference!$D$105,(IF(AND($F35=\"Standard\",$I35=13),Reference!$D$106,(IF(AND($F35=\"Medium\",$I35=13),Reference!$D$107,(IF(AND($F35=\"High\",$I35=13),Reference!$D$108,(IF(AND($F35=\"Standard\",$I35=16),Reference!$D$109,(IF(AND($F35=\"Medium\",$I35=16),Reference!$D$110,(IF(AND($F35=\"High\",$I35=16),Reference!$D$111,(IF(AND($F35=\"Standard\",$I35=17),Reference!$D$109,(IF(AND($F35=\"Medium\",$I35=17),Reference!$D$110,(IF(AND($F35=\"High\",$I35=17),Reference!$D$111,(IF(AND($F35=\"Standard\",$I35=18),Reference!$D$112,(IF(AND($F35=\"Medium\",$I35=18),Reference!$D$113,(IF(AND($F35=\"High\",$I35=18),Reference!$D$114,(IF(AND($F35=\"Standard\",$I35=21),Reference!$D$115,(IF(AND($F35=\"Medium\",$I35=21),Reference!$D$116,(IF(AND($F35=\"High\",$I35=21),Reference!$D$117,(IF(AND($F35=\"Standard\",$I35=23),Reference!$D$118,(IF(AND($F35=\"Medium\",$I35=23),Reference!$D$119,(IF(AND($F35=\"High\",$I35=23),Reference!$D$120,0))))))))))))))))))))))))))))))))))))))))))))))))))))))))))))))))))))))))))))))))))))),0)))","v":0},0,0,0,null,"No",0,0,0,0,{"$f":"IF($AN35=\"Yes\",IF($AO35=1,Reference!#REF!,IF($AO35=2,Reference!#REF!,IF($AO35=3,Reference!#REF!,0))),(IF($AP35=1,IF($AR35=2,Reference!$C$194,IF($AR35=3,Reference!$C$196,IF($AR35=4,Reference!$C$198,0))),IF($AP35=2,IF($AR35=3,Reference!$C$195,IF($AR35=4,Reference!$C$197,IF($AR35=5,Reference!$C$199,0))),0))))","v":0},{"$f":"IF(AN35=\"Yes\",IF($AO35=1,Reference!#REF!,IF($AO35=2,Reference!#REF!,IF($AO35=3,Reference!#REF!,0))),(IF($AP35=1,IF($AR35=2,Reference!$E$194,IF($AR35=3,Reference!$E$196,IF($AR35=4,Reference!$E$198,0))),IF($AP35=2,IF($AR35=3,Reference!$E$195,IF($AR35=4,Reference!$E$197,IF($AR35=5,Reference!$E$199,0))),0))))","v":0},{"$f":"IF($AN35=\"Yes\",IF($AO35=1,Reference!#REF!,IF($AO35=2,Reference!#REF!,IF($AO35=3,Reference!#REF!,0))),(IF($AP35=1,IF($AR35=2,Reference!$D$194,IF($AR35=3,Reference!$D$196,IF($AR35=4,Reference!$D$198,0))),IF($AP35=2,IF($AR35=3,Reference!$D$195,IF($AR35=4,Reference!$D$197,IF($AR35=5,Reference!$D$199,0))),0))))","v":0},0,null,0,0,null,{"$f":"IF($AX35=\"Yes\",(IF($AZ35=\"NU2\",Reference!$B$221,IF($AZ35=\"NU2D\",Reference!$B$222,IF($AZ35=\"NU5N\",Reference!$B$223,IF($AZ35=\"NU5DN\",Reference!$B$224,IF($AZ35=\"NU5DOData\",Reference!$B$225,IF($AZ35=\"NU5DOFD\",Reference!$B$227,\"\"))))))),0)","v":0},{"$f":"IF($AX35=\"Yes\",(IF($AZ35=\"NU2\",Reference!$D$221,IF($AZ35=\"NU2D\",Reference!$D$222,IF($AZ35=\"NU5N\",Reference!$D$223,IF($AZ35=\"NU5DN\",Reference!$D$224,IF($AZ35=\"NU5DOData\",Reference!$D$225,IF($AZ35=\"NU5DOFD\",Reference!$D$227,0))))))),0)","v":0},{"$f":"IF($AX35=\"Yes\",(IF($AZ35=\"NU2\",Reference!$E$221,IF($AZ35=\"NU2D\",Reference!$E$222,IF($AZ35=\"NU5N\",Reference!$E$223,IF($AZ35=\"NU5DN\",Reference!$E$224,IF($AZ35=\"NU5DOData\",Reference!$E$225,IF($AZ35=\"NU5DOFD\",Reference!$E$227,IF($AZ35=\"NU5DF\",Reference!$E$226,0)))))))),0)","v":0},null,null,null,0,{"$f":"IF($BE35=\"AD-10-1960\",Reference!$G$232,IF($BE35=\"AD-10-1963\",Reference!$G$233,IF($BE35=\"AD-10-1966\",Reference!$G$237,IF($BE35=\"AD-10-1975\",Reference!$G$237,IF($BE35=\"AD-10-1980\",Reference!$G$238,IF($BE35=\"AD-10-2000\",Reference!$G$235,IF($BE35=\"AD-10-2010\",Reference!$G$236,\"\")))))))","v":""},{"$f":"IF($BE35=\"AD-10-1960\",Reference!$F$232,IF($BE35=\"AD-10-1963\",Reference!$F$233,IF($BE35=\"AD-10-1966\",Reference!$F$237,IF($BE35=\"AD-10-1975\",Reference!$F$237,IF($BE35=\"AD-10-1980\",Reference!$F$238,IF($BE35=\"AD-10-2000\",Reference!$F$235,IF($BE35=\"AD-10-2010\",Reference!$F$236,\"\")))))))","v":""},{"$f":"IF($BE35=\"AD-10-1960\",Reference!$E$232,IF($BE35=\"AD-10-1963\",Reference!$E$233,IF($BE35=\"AD-10-1966\",Reference!$E$237,IF($BE35=\"AD-10-1975\",Reference!$E$237,IF($BE35=\"AD-10-1980\",Reference!$E$238,IF($BE35=\"AD-10-2000\",Reference!$E$235,IF($BE35=\"AD-10-2010\",Reference!$E$236,\"\")))))))","v":""},null,0,{"$f":"(IF($D35>0,(IF($BL35=\"AD-05-5400\",'Battery Consumption'!$D$5,IF($BL35=\"AD-05-5410\",'Battery Consumption'!$D$6,IF($BL35=\"AD-05-5405\",'Battery Consumption'!$D$7,IF($BL35=\"AD-05-5415\",'Battery Consumption'!$D$8,IF($BL35=\"AD-05-5425\",'Battery Consumption'!$D$9,IF($BL35=\"AD-05-5420\",'Battery Consumption'!$D$10,IF($BL35=\"AD-05-5430\",'Battery Consumption'!$D$11,IF($BL35=\"AD-05-5440\",'Battery Consumption'!$D$12,IF($BL35=\"AD-05-5435\",'Battery Consumption'!$D$13,IF($BL35=\"AD-05-5445\",'Battery Consumption'!$D$14,IF($BL35=\"AD-05-5455\",'Battery Consumption'!$D$15,IF($BL35=\"AD-05-5450\",'Battery Consumption'!$D$16,IF($BL35=\"AD-05-5460\",'Battery Consumption'!$D$17,IF($BL35=\"AD-05-5465\",'Battery Consumption'!$D$18,IF($BL35=\"AD-05-5470\",'Battery Consumption'!$D$19,IF($BL35=\"AD-05-5401\",'Battery Consumption'!$D$20,IF($BL35=\"AD-05-5413\",'Battery Consumption'!$D$21,IF($BL35=\"AD-05-5406\",'Battery Consumption'!$D$22,IF($BL35=\"AD-05-5416\",'Battery Consumption'!$D$23,IF($BL35=\"AD-05-5426\",'Battery Consumption'!$D$24,IF($BL35=\"AD-05-5421\",'Battery Consumption'!$D$25,IF($BL35=\"AD-05-5432\",'Battery Consumption'!$D$26,IF($BL35=\"AD-05-5441\",'Battery Consumption'!$D$27,IF($BL35=\"AD-05-5437\",'Battery Consumption'!$D$28,IF($BL35=\"AD-05-5446\",'Battery Consumption'!$D$29,IF($BL35=\"AD-05-5456\",'Battery Consumption'!$D$30,IF($BL35=\"AD-05-5451\",'Battery Consumption'!$D$31,IF($BL35=\"AD-05-5461\",'Battery Consumption'!$D$32,IF($BL35=\"AD-05-5471\",'Battery Consumption'!$D$33,IF($BL35=\"AD-05-5466\",'Battery Consumption'!$D$34,0))))))))))))))))))))))))))))))),0))","v":0},0,{"$f":"(IF($D35>0,(IF($BL35=\"AD-05-5400\",'Battery Consumption'!$E$5,IF($BL35=\"AD-05-5410\",'Battery Consumption'!$E$6,IF($BL35=\"AD-05-5405\",'Battery Consumption'!$E$7,IF($BL35=\"AD-05-5415\",'Battery Consumption'!$E$8,IF($BL35=\"AD-05-5425\",'Battery Consumption'!$E$9,IF($BL35=\"AD-05-5420\",'Battery Consumption'!$E$10,IF($BL35=\"AD-05-5430\",'Battery Consumption'!$E$11,IF($BL35=\"AD-05-5440\",'Battery Consumption'!$E$12,IF($BL35=\"AD-05-5435\",'Battery Consumption'!$E$13,IF($BL35=\"AD-05-5445\",'Battery Consumption'!$E$14,IF($BL35=\"AD-05-5455\",'Battery Consumption'!$E$15,IF($BL35=\"AD-05-5450\",'Battery Consumption'!$E$16,IF($BL35=\"AD-05-5460\",'Battery Consumption'!$E$17,IF($BL35=\"AD-05-5465\",'Battery Consumption'!$E$18,IF($BL35=\"AD-05-5470\",'Battery Consumption'!$E$19,IF($BL35=\"AD-05-5401\",'Battery Consumption'!$E$20,IF($BL35=\"AD-05-5413\",'Battery Consumption'!$E$21,IF($BL35=\"AD-05-5406\",'Battery Consumption'!$E$22,IF($BL35=\"AD-05-5416\",'Battery Consumption'!$E$23,IF($BL35=\"AD-05-5426\",'Battery Consumption'!$E$24,IF($BL35=\"AD-05-5421\",'Battery Consumption'!$E$25,IF($BL35=\"AD-05-5432\",'Battery Consumption'!$E$26,IF($BL35=\"AD-05-5441\",'Battery Consumption'!$E$27,IF($BL35=\"AD-05-5437\",'Battery Consumption'!$E$28,IF($BL35=\"AD-05-5446\",'Battery Consumption'!$E$29,IF($BL35=\"AD-05-5456\",'Battery Consumption'!$E$30,IF($BL35=\"AD-05-5451\",'Battery Consumption'!$E$31,IF($BL35=\"AD-05-5461\",'Battery Consumption'!$E$32,IF($BL35=\"AD-05-5471\",'Battery Consumption'!$E$33,IF($BL35=\"AD-05-5466\",'Battery Consumption'!$E$34,0))))))))))))))))))))))))))))))),0))","v":0},0,0,{"$f":"IF($D35>0,(IF($BQ35<12,Reference!$J$259,IF($BQ35<24,Reference!$J$260,IF($BQ35<65,Reference!$J$260,\"Get your own\")))),0)","v":0},{"$f":"IF($D35>0,(IF($BQ35<12,Reference!$F$259,IF($BQ35<24,Reference!$F$260,IF($BQ35<65,Reference!$F$260,\"Get your own\")))),0)","v":0},{"$f":"IF($D35>0,(IF($BQ35<12,Reference!$H$259,IF($BQ35<24,Reference!$H$260,IF($BQ35<65,Reference!$H$260,\"Get your own\")))),0)","v":0},null,0,null,null,"AD-05-5471","Net-TopSensUL Silent-TT1",0,"UL"]
[30,null,null,null,null,null,0,0,0,0,0,0,0,0,0,null,{"$f":"IF($D$3=\"UL\",(IF(AND($G36=1,$H36=1),Reference!$C$53,IF(AND($G36=2,$H36=1),Reference!$C$54,IF(AND($G36=3,$H36=1),Reference!$C$55,IF(AND($G36=1,$H36=2),Reference!$C$56,IF(AND($G36=2,$H36=2),Reference!$C$57,IF(AND($G36=3,$H36=2),Reference!$C$58,IF(AND($G36=1,$H36=3),Reference!$C$59,IF(AND($G36=2,$H36=3),Reference!$C$60,IF(AND($G36=3,$H36=3),Reference!$C$61,IF(AND($G36=1,$H36=4),Reference!$C$62,IF(AND($G36=2,$H36=4),Reference!$C$63,IF(AND($G36=3,$H36=4),Reference!$C$64,IF(AND($G36=1,$H36=5),Reference!$C$65,IF(AND($G36=2,$H36=5),Reference!$C$66,IF(AND($G36=3,$H36=5),Reference!$C$67,0)))))))))))))))),(IF(AND($G36=1,$H36=1),Reference!$C$38,IF(AND($G36=2,$H36=1),Reference!$C$39,IF(AND($G36=3,$H36=1),Reference!$C$40,IF(AND($G36=1,$H36=2),Reference!$C$41,IF(AND($G36=2,$H36=2),Reference!$C$42,IF(AND($G36=3,$H36=2),Reference!$C$43,IF(AND($G36=1,$H36=3),Reference!$C$44,IF(AND($G36=2,$H36=3),Reference!$C$45,IF(AND($G36=3,$H36=3),Reference!$C$46,IF(AND($G36=1,$H36=4),Reference!$C$47,IF(AND($G36=2,$H36=4),Reference!$C$48,IF(AND($G36=3,$H36=4),Reference!$C$49,IF(AND($G36=1,$H36=5),Reference!$C$50,IF(AND($G36=2,$H36=5),Reference!$C$51,IF(AND($G36=3,$H36=5),Reference!$C$52,0)))))))))))))))))","v":0},{"$f":"IF($D$3=\"UL\",(IF(AND($G36=1,$H36=1),Reference!$B$53,IF(AND($G36=2,$H36=1),Reference!$B$54,IF(AND($G36=3,$H36=1),Reference!$B$55,IF(AND($G36=1,$H36=2),Reference!$B$56,IF(AND($G36=2,$H36=2),Reference!$B$57,IF(AND($G36=3,$H36=2),Reference!$B$58,IF(AND($G36=1,$H36=3),Reference!$B$59,IF(AND($G36=2,$H36=3),Reference!$B$60,IF(AND($G36=3,$H36=3),Reference!$B$61,IF(AND($G36=1,$H36=4),Reference!$B$62,IF(AND($G36=2,$H36=4),Reference!$B$63,IF(AND($G36=3,$H36=4),Reference!$B$64,IF(AND($G36=1,$H36=5),Reference!$B$65,IF(AND($G36=2,$H36=5),Reference!$B$66,IF(AND($G36=3,$H36=5),Reference!$B$67,0)))))))))))))))),(IF(AND($G36=1,$H36=1),Reference!$B$38,IF(AND($G36=2,$H36=1),Reference!$B$39,IF(AND($G36=3,$H36=1),Reference!$B$40,IF(AND($G36=1,$H36=2),Reference!$B$41,IF(AND($G36=2,$H36=2),Reference!$B$42,IF(AND($G36=3,$H36=2),Reference!$B$43,IF(AND($G36=1,$H36=3),Reference!$B$44,IF(AND($G36=2,$H36=3),Reference!$B$45,IF(AND($G36=3,$H36=3),Reference!$B$46,IF(AND($G36=1,$H36=4),Reference!$B$47,IF(AND($G36=2,$H36=4),Reference!$B$48,IF(AND($G36=3,$H36=4),Reference!$B$49,IF(AND($G36=1,$H36=5),Reference!$B$50,IF(AND($G36=2,$H36=5),Reference!$B$51,IF(AND($G36=3,$H36=5),Reference!$B$52,0)))))))))))))))))","v":0},0,0,null,0,0,null,null,null,null,null,0,0,null,null,{"$f":"IF($D$3=\"UL\",(IF($G36>0,((IF(AND($F36=\"Standard\",$I36=2),Reference!$B$121,(IF(AND($F36=\"Medium\",$I36=2),Reference!$B$122,(IF(AND($F36=\"High\",$I36=2),Reference!$B$123,(IF(AND($F36=\"Standard\",$I36=3),Reference!$B$121,(IF(AND($F36=\"Medium\",$I36=3),Reference!$B$122,(IF(AND($F36=\"High\",$I36=3),Reference!$B$123,(IF(AND($F36=\"Standard\",$I36=4),Reference!$B$124,(IF(AND($F36=\"Medium\",$I36=4),Reference!$B$125,(IF(AND($F36=\"High\",$I36=4),Reference!$B$126,(IF(AND($F36=\"Standard\",$I36=7),Reference!$B$127,(IF(AND($F36=\"Medium\",$I36=7),Reference!$B$128,(IF(AND($F36=\"High\",$I36=7),Reference!$B$129,(IF(AND($F36=\"Standard\",$I36=8),Reference!$B$97,(IF(AND($F36=\"Medium\",$I36=8),Reference!$B$98,(IF(AND($F36=\"High\",$I36=8),Reference!$B$99,(IF(AND($F36=\"Standard\",$I36=9),Reference!$B$130,(IF(AND($F36=\"Medium\",$I36=9),Reference!$B$131,(IF(AND($F36=\"High\",$I36=9),Reference!$B$132,(IF(AND($F36=\"Standard\",$I36=11),Reference!$B$133,(IF(AND($F36=\"Medium\",$I36=11),Reference!$B$134,(IF(AND($F36=\"High\",$I36=11),Reference!$B$135,(IF(AND($F36=\"Standard\",$I36=12),Reference!$B$133,(IF(AND($F36=\"Medium\",$I36=12),Reference!$B$134,(IF(AND($F36=\"High\",$I36=12),Reference!$B$135,(IF(AND($F36=\"Standard\",$I36=13),Reference!$B$136,(IF(AND($F36=\"Medium\",$I36=13),Reference!$B$137,(IF(AND($F36=\"High\",$I36=13),Reference!$B$138,(IF(AND($F36=\"Standard\",$I36=16),Reference!$B$139,(IF(AND($F36=\"Medium\",$I36=16),Reference!$B$140,(IF(AND($F36=\"High\",$I36=16),Reference!$B$141,(IF(AND($F36=\"Standard\",$I36=17),Reference!$B$139,(IF(AND($F36=\"Medium\",$I36=17),Reference!$B$140,(IF(AND($F36=\"High\",$I36=17),Reference!$B$141,(IF(AND($F36=\"Standard\",$I36=18),Reference!$B$142,(IF(AND($F36=\"Medium\",$I36=18),Reference!$B$143,(IF(AND($F36=\"High\",$I36=18),Reference!$B$144,(IF(AND($F36=\"Standard\",$I36=21),Reference!$B$145,(IF(AND($F36=\"Medium\",$I36=21),Reference!$B$146,(IF(AND($F36=\"High\",$I36=21),Reference!$B$147,(IF(AND($F36=\"Standard\",$I36=23),Reference!$B$148,(IF(AND($F36=\"Medium\",$I36=23),Reference!$B$149,(IF(AND($F36=\"High\",$I36=23),Reference!$B$150,0))))))))))))))))))))))))))))))))))))))))))))))))))))))))))))))))))))))))))))))))))))),0)),(IF($G36>0,((IF(AND($F36=\"Standard\",$I36=2),Reference!$B$91,(IF(AND($F36=\"Medium\",$I36=2),Reference!$B$92,(IF(AND($F36=\"High\",$I36=2),Reference!$B$93,(IF(AND($F36=\"Standard\",$I36=3),Reference!$B$91,(IF(AND($F36=\"Medium\",$I36=3),Reference!$B$92,(IF(AND($F36=\"High\",$I36=3),Reference!$B$93,(IF(AND($F36=\"Standard\",$I36=4),Reference!$B$94,(IF(AND($F36=\"Medium\",$I36=4),Reference!$B$95,(IF(AND($F36=\"High\",$I36=4),Reference!$B$96,(IF(AND($F36=\"Standard\",$I36=7),Reference!$B$97,(IF(AND($F36=\"Medium\",$I36=7),Reference!$B$98,(IF(AND($F36=\"High\",$I36=7),Reference!$B$99,(IF(AND($F36=\"Standard\",$I36=8),Reference!$B$97,(IF(AND($F36=\"Medium\",$I36=8),Reference!$B$98,(IF(AND($F36=\"High\",$I36=8),Reference!$B$99,(IF(AND($F36=\"Standard\",$I36=9),Reference!$B$100,(IF(AND($F36=\"Medium\",$I36=9),Reference!$B$101,(IF(AND($F36=\"High\",$I36=9),Reference!$B$102,(IF(AND($F36=\"Standard\",$I36=11),Reference!$B$103,(IF(AND($F36=\"Medium\",$I36=11),Reference!$B$104,(IF(AND($F36=\"High\",$I36=11),Reference!$B$105,(IF(AND($F36=\"Standard\",$I36=12),Reference!$B$103,(IF(AND($F36=\"Medium\",$I36=12),Reference!$B$104,(IF(AND($F36=\"High\",$I36=12),Reference!$B$105,(IF(AND($F36=\"Standard\",$I36=13),Reference!$B$106,(IF(AND($F36=\"Medium\",$I36=13),Reference!$B$107,(IF(AND($F36=\"High\",$I36=13),Reference!$B$108,(IF(AND($F36=\"Standard\",$I36=16),Reference!$B$109,(IF(AND($F36=\"Medium\",$I36=16),Reference!$B$110,(IF(AND($F36=\"High\",$I36=16),Reference!$B$111,(IF(AND($F36=\"Standard\",$I36=17),Reference!$B$109,(IF(AND($F36=\"Medium\",$I36=17),Reference!$B$110,(IF(AND($F36=\"High\",$I36=17),Reference!$B$111,(IF(AND($F36=\"Standard\",$I36=18),Reference!$B$112,(IF(AND($F36=\"Medium\",$I36=18),Reference!$B$113,(IF(AND($F36=\"High\",$I36=18),Reference!$B$114,(IF(AND($F36=\"Standard\",$I36=21),Reference!$B$115,(IF(AND($F36=\"Medium\",$I36=21),Reference!$B$116,(IF(AND($F36=\"High\",$I36=21),Reference!$B$117,(IF(AND($F36=\"Standard\",$I36=23),Reference!$B$118,(IF(AND($F36=\"Medium\",$I36=23),Reference!$B$119,(IF(AND($F36=\"High\",$I36=23),Reference!$B$120,0))))))))))))))))))))))))))))))))))))))))))))))))))))))))))))))))))))))))))))))))))))),0)))","v":0},{"$f":"IF($D$3=\"UL\",(IF($G36>0,((IF(AND($F36=\"Standard\",$I36=2),Reference!$C$121,(IF(AND($F36=\"Medium\",$I36=2),Reference!$C$122,(IF(AND($F36=\"High\",$I36=2),Reference!$C$123,(IF(AND($F36=\"Standard\",$I36=3),Reference!$C$121,(IF(AND($F36=\"Medium\",$I36=3),Reference!$C$122,(IF(AND($F36=\"High\",$I36=3),Reference!$C$123,(IF(AND($F36=\"Standard\",$I36=4),Reference!$C$124,(IF(AND($F36=\"Medium\",$I36=4),Reference!$C$125,(IF(AND($F36=\"High\",$I36=4),Reference!$C$126,(IF(AND($F36=\"Standard\",$I36=7),Reference!$C$127,(IF(AND($F36=\"Medium\",$I36=7),Reference!$C$128,(IF(AND($F36=\"High\",$I36=7),Reference!$C$129,(IF(AND($F36=\"Standard\",$I36=8),Reference!$C$97,(IF(AND($F36=\"Medium\",$I36=8),Reference!$C$98,(IF(AND($F36=\"High\",$I36=8),Reference!$C$99,(IF(AND($F36=\"Standard\",$I36=9),Reference!$C$130,(IF(AND($F36=\"Medium\",$I36=9),Reference!$C$131,(IF(AND($F36=\"High\",$I36=9),Reference!$C$132,(IF(AND($F36=\"Standard\",$I36=11),Reference!$C$133,(IF(AND($F36=\"Medium\",$I36=11),Reference!$C$134,(IF(AND($F36=\"High\",$I36=11),Reference!$C$135,(IF(AND($F36=\"Standard\",$I36=12),Reference!$C$133,(IF(AND($F36=\"Medium\",$I36=12),Reference!$C$134,(IF(AND($F36=\"High\",$I36=12),Reference!$C$135,(IF(AND($F36=\"Standard\",$I36=13),Reference!$C$136,(IF(AND($F36=\"Medium\",$I36=13),Reference!$C$137,(IF(AND($F36=\"High\",$I36=13),Reference!$C$138,(IF(AND($F36=\"Standard\",$I36=16),Reference!$C$139,(IF(AND($F36=\"Medium\",$I36=16),Reference!$C$140,(IF(AND($F36=\"High\",$I36=16),Reference!$C$141,(IF(AND($F36=\"Standard\",$I36=17),Reference!$C$139,(IF(AND($F36=\"Medium\",$I36=17),Reference!$C$140,(IF(AND($F36=\"High\",$I36=17),Reference!$C$141,(IF(AND($F36=\"Standard\",$I36=18),Reference!$C$142,(IF(AND($F36=\"Medium\",$I36=18),Reference!$C$143,(IF(AND($F36=\"High\",$I36=18),Reference!$C$144,(IF(AND($F36=\"Standard\",$I36=21),Reference!$C$145,(IF(AND($F36=\"Medium\",$I36=21),Reference!$C$146,(IF(AND($F36=\"High\",$I36=21),Reference!$C$147,(IF(AND($F36=\"Standard\",$I36=23),Reference!$C$148,(IF(AND($F36=\"Medium\",$I36=23),Reference!$C$149,(IF(AND($F36=\"High\",$I36=23),Reference!$C$150,0))))))))))))))))))))))))))))))))))))))))))))))))))))))))))))))))))))))))))))))))))))),0)),(IF($G36>0,((IF(AND($F36=\"Standard\",$I36=2),Reference!$C$91,(IF(AND($F36=\"Medium\",$I36=2),Reference!$C$92,(IF(AND($F36=\"High\",$I36=2),Reference!$C$93,(IF(AND($F36=\"Standard\",$I36=3),Reference!$C$91,(IF(AND($F36=\"Medium\",$I36=3),Reference!$C$92,(IF(AND($F36=\"High\",$I36=3),Reference!$C$93,(IF(AND($F36=\"Standard\",$I36=4),Reference!$C$94,(IF(AND($F36=\"Medium\",$I36=4),Reference!$C$95,(IF(AND($F36=\"High\",$I36=4),Reference!$C$96,(IF(AND($F36=\"Standard\",$I36=7),Reference!$C$97,(IF(AND($F36=\"Medium\",$I36=7),Reference!$C$98,(IF(AND($F36=\"High\",$I36=7),Reference!$C$99,(IF(AND($F36=\"Standard\",$I36=8),Reference!$C$97,(IF(AND($F36=\"Medium\",$I36=8),Reference!$C$98,(IF(AND($F36=\"High\",$I36=8),Reference!$C$99,(IF(AND($F36=\"Standard\",$I36=9),Reference!$C$100,(IF(AND($F36=\"Medium\",$I36=9),Reference!$C$101,(IF(AND($F36=\"High\",$I36=9),Reference!$C$102,(IF(AND($F36=\"Standard\",$I36=11),Reference!$C$103,(IF(AND($F36=\"Medium\",$I36=11),Reference!$C$104,(IF(AND($F36=\"High\",$I36=11),Reference!$C$105,(IF(AND($F36=\"Standard\",$I36=12),Reference!$C$103,(IF(AND($F36=\"Medium\",$I36=12),Reference!$C$104,(IF(AND($F36=\"High\",$I36=12),Reference!$C$105,(IF(AND($F36=\"Standard\",$I36=13),Reference!$C$106,(IF(AND($F36=\"Medium\",$I36=13),Reference!$C$107,(IF(AND($F36=\"High\",$I36=13),Reference!$C$108,(IF(AND($F36=\"Standard\",$I36=16),Reference!$C$109,(IF(AND($F36=\"Medium\",$I36=16),Reference!$C$110,(IF(AND($F36=\"High\",$I36=16),Reference!$C$111,(IF(AND($F36=\"Standard\",$I36=17),Reference!$C$109,(IF(AND($F36=\"Medium\",$I36=17),Reference!$C$110,(IF(AND($F36=\"High\",$I36=17),Reference!$C$111,(IF(AND($F36=\"Standard\",$I36=18),Reference!$C$112,(IF(AND($F36=\"Medium\",$I36=18),Reference!$C$113,(IF(AND($F36=\"High\",$I36=18),Reference!$C$114,(IF(AND($F36=\"Standard\",$I36=21),Reference!$C$115,(IF(AND($F36=\"Medium\",$I36=21),Reference!$C$116,(IF(AND($F36=\"High\",$I36=21),Reference!$C$117,(IF(AND($F36=\"Standard\",$I36=23),Reference!$C$118,(IF(AND($F36=\"Medium\",$I36=23),Reference!$C$119,(IF(AND($F36=\"High\",$I36=23),Reference!$C$120,0))))))))))))))))))))))))))))))))))))))))))))))))))))))))))))))))))))))))))))))))))))),0)))","v":0},{"$f":"IF($D$3=\"UL\",(IF($G36>0,((IF(AND($F36=\"Standard\",$I36=2),Reference!$D$121,(IF(AND($F36=\"Medium\",$I36=2),Reference!$D$122,(IF(AND($F36=\"High\",$I36=2),Reference!$D$123,(IF(AND($F36=\"Standard\",$I36=3),Reference!$D$121,(IF(AND($F36=\"Medium\",$I36=3),Reference!$D$122,(IF(AND($F36=\"High\",$I36=3),Reference!$D$123,(IF(AND($F36=\"Standard\",$I36=4),Reference!$D$124,(IF(AND($F36=\"Medium\",$I36=4),Reference!$D$125,(IF(AND($F36=\"High\",$I36=4),Reference!$D$126,(IF(AND($F36=\"Standard\",$I36=7),Reference!$D$127,(IF(AND($F36=\"Medium\",$I36=7),Reference!$D$128,(IF(AND($F36=\"High\",$I36=7),Reference!$D$129,(IF(AND($F36=\"Standard\",$I36=8),Reference!$D$97,(IF(AND($F36=\"Medium\",$I36=8),Reference!$D$98,(IF(AND($F36=\"High\",$I36=8),Reference!$D$99,(IF(AND($F36=\"Standard\",$I36=9),Reference!$D$130,(IF(AND($F36=\"Medium\",$I36=9),Reference!$D$131,(IF(AND($F36=\"High\",$I36=9),Reference!$D$132,(IF(AND($F36=\"Standard\",$I36=11),Reference!$D$133,(IF(AND($F36=\"Medium\",$I36=11),Reference!$D$134,(IF(AND($F36=\"High\",$I36=11),Reference!$D$135,(IF(AND($F36=\"Standard\",$I36=12),Reference!$D$133,(IF(AND($F36=\"Medium\",$I36=12),Reference!$D$134,(IF(AND($F36=\"High\",$I36=12),Reference!$D$135,(IF(AND($F36=\"Standard\",$I36=13),Reference!$D$136,(IF(AND($F36=\"Medium\",$I36=13),Reference!$D$137,(IF(AND($F36=\"High\",$I36=13),Reference!$D$138,(IF(AND($F36=\"Standard\",$I36=16),Reference!$D$139,(IF(AND($F36=\"Medium\",$I36=16),Reference!$D$140,(IF(AND($F36=\"High\",$I36=16),Reference!$D$141,(IF(AND($F36=\"Standard\",$I36=17),Reference!$D$139,(IF(AND($F36=\"Medium\",$I36=17),Reference!$D$140,(IF(AND($F36=\"High\",$I36=17),Reference!$D$141,(IF(AND($F36=\"Standard\",$I36=18),Reference!$D$142,(IF(AND($F36=\"Medium\",$I36=18),Reference!$D$143,(IF(AND($F36=\"High\",$I36=18),Reference!$D$144,(IF(AND($F36=\"Standard\",$I36=21),Reference!$D$145,(IF(AND($F36=\"Medium\",$I36=21),Reference!$D$146,(IF(AND($F36=\"High\",$I36=21),Reference!$D$147,(IF(AND($F36=\"Standard\",$I36=23),Reference!$D$148,(IF(AND($F36=\"Medium\",$I36=23),Reference!$D$149,(IF(AND($F36=\"High\",$I36=23),Reference!$D$150,0))))))))))))))))))))))))))))))))))))))))))))))))))))))))))))))))))))))))))))))))))))),0)),(IF($G36>0,((IF(AND($F36=\"Standard\",$I36=2),Reference!$D$91,(IF(AND($F36=\"Medium\",$I36=2),Reference!$D$92,(IF(AND($F36=\"High\",$I36=2),Reference!$D$93,(IF(AND($F36=\"Standard\",$I36=3),Reference!$D$91,(IF(AND($F36=\"Medium\",$I36=3),Reference!$D$92,(IF(AND($F36=\"High\",$I36=3),Reference!$D$93,(IF(AND($F36=\"Standard\",$I36=4),Reference!$D$94,(IF(AND($F36=\"Medium\",$I36=4),Reference!$D$95,(IF(AND($F36=\"High\",$I36=4),Reference!$D$96,(IF(AND($F36=\"Standard\",$I36=7),Reference!$D$97,(IF(AND($F36=\"Medium\",$I36=7),Reference!$D$98,(IF(AND($F36=\"High\",$I36=7),Reference!$D$99,(IF(AND($F36=\"Standard\",$I36=8),Reference!$D$97,(IF(AND($F36=\"Medium\",$I36=8),Reference!$D$98,(IF(AND($F36=\"High\",$I36=8),Reference!$D$99,(IF(AND($F36=\"Standard\",$I36=9),Reference!$D$100,(IF(AND($F36=\"Medium\",$I36=9),Reference!$D$101,(IF(AND($F36=\"High\",$I36=9),Reference!$D$102,(IF(AND($F36=\"Standard\",$I36=11),Reference!$D$103,(IF(AND($F36=\"Medium\",$I36=11),Reference!$D$104,(IF(AND($F36=\"High\",$I36=11),Reference!$D$105,(IF(AND($F36=\"Standard\",$I36=12),Reference!$D$103,(IF(AND($F36=\"Medium\",$I36=12),Reference!$D$104,(IF(AND($F36=\"High\",$I36=12),Reference!$D$105,(IF(AND($F36=\"Standard\",$I36=13),Reference!$D$106,(IF(AND($F36=\"Medium\",$I36=13),Reference!$D$107,(IF(AND($F36=\"High\",$I36=13),Reference!$D$108,(IF(AND($F36=\"Standard\",$I36=16),Reference!$D$109,(IF(AND($F36=\"Medium\",$I36=16),Reference!$D$110,(IF(AND($F36=\"High\",$I36=16),Reference!$D$111,(IF(AND($F36=\"Standard\",$I36=17),Reference!$D$109,(IF(AND($F36=\"Medium\",$I36=17),Reference!$D$110,(IF(AND($F36=\"High\",$I36=17),Reference!$D$111,(IF(AND($F36=\"Standard\",$I36=18),Reference!$D$112,(IF(AND($F36=\"Medium\",$I36=18),Reference!$D$113,(IF(AND($F36=\"High\",$I36=18),Reference!$D$114,(IF(AND($F36=\"Standard\",$I36=21),Reference!$D$115,(IF(AND($F36=\"Medium\",$I36=21),Reference!$D$116,(IF(AND($F36=\"High\",$I36=21),Reference!$D$117,(IF(AND($F36=\"Standard\",$I36=23),Reference!$D$118,(IF(AND($F36=\"Medium\",$I36=23),Reference!$D$119,(IF(AND($F36=\"High\",$I36=23),Reference!$D$120,0))))))))))))))))))))))))))))))))))))))))))))))))))))))))))))))))))))))))))))))))))))),0)))","v":0},0,0,0,null,"No",0,0,0,0,{"$f":"IF($AN36=\"Yes\",IF($AO36=1,Reference!#REF!,IF($AO36=2,Reference!#REF!,IF($AO36=3,Reference!#REF!,0))),(IF($AP36=1,IF($AR36=2,Reference!$C$194,IF($AR36=3,Reference!$C$196,IF($AR36=4,Reference!$C$198,0))),IF($AP36=2,IF($AR36=3,Reference!$C$195,IF($AR36=4,Reference!$C$197,IF($AR36=5,Reference!$C$199,0))),0))))","v":0},{"$f":"IF(AN36=\"Yes\",IF($AO36=1,Reference!#REF!,IF($AO36=2,Reference!#REF!,IF($AO36=3,Reference!#REF!,0))),(IF($AP36=1,IF($AR36=2,Reference!$E$194,IF($AR36=3,Reference!$E$196,IF($AR36=4,Reference!$E$198,0))),IF($AP36=2,IF($AR36=3,Reference!$E$195,IF($AR36=4,Reference!$E$197,IF($AR36=5,Reference!$E$199,0))),0))))","v":0},{"$f":"IF($AN36=\"Yes\",IF($AO36=1,Reference!#REF!,IF($AO36=2,Reference!#REF!,IF($AO36=3,Reference!#REF!,0))),(IF($AP36=1,IF($AR36=2,Reference!$D$194,IF($AR36=3,Reference!$D$196,IF($AR36=4,Reference!$D$198,0))),IF($AP36=2,IF($AR36=3,Reference!$D$195,IF($AR36=4,Reference!$D$197,IF($AR36=5,Reference!$D$199,0))),0))))","v":0},0,null,0,0,null,{"$f":"IF($AX36=\"Yes\",(IF($AZ36=\"NU2\",Reference!$B$221,IF($AZ36=\"NU2D\",Reference!$B$222,IF($AZ36=\"NU5N\",Reference!$B$223,IF($AZ36=\"NU5DN\",Reference!$B$224,IF($AZ36=\"NU5DOData\",Reference!$B$225,IF($AZ36=\"NU5DOFD\",Reference!$B$227,\"\"))))))),0)","v":0},{"$f":"IF($AX36=\"Yes\",(IF($AZ36=\"NU2\",Reference!$D$221,IF($AZ36=\"NU2D\",Reference!$D$222,IF($AZ36=\"NU5N\",Reference!$D$223,IF($AZ36=\"NU5DN\",Reference!$D$224,IF($AZ36=\"NU5DOData\",Reference!$D$225,IF($AZ36=\"NU5DOFD\",Reference!$D$227,0))))))),0)","v":0},{"$f":"IF($AX36=\"Yes\",(IF($AZ36=\"NU2\",Reference!$E$221,IF($AZ36=\"NU2D\",Reference!$E$222,IF($AZ36=\"NU5N\",Reference!$E$223,IF($AZ36=\"NU5DN\",Reference!$E$224,IF($AZ36=\"NU5DOData\",Reference!$E$225,IF($AZ36=\"NU5DOFD\",Reference!$E$227,IF($AZ36=\"NU5DF\",Reference!$E$226,0)))))))),0)","v":0},null,null,null,0,{"$f":"IF($BE36=\"AD-10-1960\",Reference!$G$232,IF($BE36=\"AD-10-1963\",Reference!$G$233,IF($BE36=\"AD-10-1966\",Reference!$G$237,IF($BE36=\"AD-10-1975\",Reference!$G$237,IF($BE36=\"AD-10-1980\",Reference!$G$238,IF($BE36=\"AD-10-2000\",Reference!$G$235,IF($BE36=\"AD-10-2010\",Reference!$G$236,\"\")))))))","v":""},{"$f":"IF($BE36=\"AD-10-1960\",Reference!$F$232,IF($BE36=\"AD-10-1963\",Reference!$F$233,IF($BE36=\"AD-10-1966\",Reference!$F$237,IF($BE36=\"AD-10-1975\",Reference!$F$237,IF($BE36=\"AD-10-1980\",Reference!$F$238,IF($BE36=\"AD-10-2000\",Reference!$F$235,IF($BE36=\"AD-10-2010\",Reference!$F$236,\"\")))))))","v":""},{"$f":"IF($BE36=\"AD-10-1960\",Reference!$E$232,IF($BE36=\"AD-10-1963\",Reference!$E$233,IF($BE36=\"AD-10-1966\",Reference!$E$237,IF($BE36=\"AD-10-1975\",Reference!$E$237,IF($BE36=\"AD-10-1980\",Reference!$E$238,IF($BE36=\"AD-10-2000\",Reference!$E$235,IF($BE36=\"AD-10-2010\",Reference!$E$236,\"\")))))))","v":""},null,0,{"$f":"(IF($D36>0,(IF($BL36=\"AD-05-5400\",'Battery Consumption'!$D$5,IF($BL36=\"AD-05-5410\",'Battery Consumption'!$D$6,IF($BL36=\"AD-05-5405\",'Battery Consumption'!$D$7,IF($BL36=\"AD-05-5415\",'Battery Consumption'!$D$8,IF($BL36=\"AD-05-5425\",'Battery Consumption'!$D$9,IF($BL36=\"AD-05-5420\",'Battery Consumption'!$D$10,IF($BL36=\"AD-05-5430\",'Battery Consumption'!$D$11,IF($BL36=\"AD-05-5440\",'Battery Consumption'!$D$12,IF($BL36=\"AD-05-5435\",'Battery Consumption'!$D$13,IF($BL36=\"AD-05-5445\",'Battery Consumption'!$D$14,IF($BL36=\"AD-05-5455\",'Battery Consumption'!$D$15,IF($BL36=\"AD-05-5450\",'Battery Consumption'!$D$16,IF($BL36=\"AD-05-5460\",'Battery Consumption'!$D$17,IF($BL36=\"AD-05-5465\",'Battery Consumption'!$D$18,IF($BL36=\"AD-05-5470\",'Battery Consumption'!$D$19,IF($BL36=\"AD-05-5401\",'Battery Consumption'!$D$20,IF($BL36=\"AD-05-5413\",'Battery Consumption'!$D$21,IF($BL36=\"AD-05-5406\",'Battery Consumption'!$D$22,IF($BL36=\"AD-05-5416\",'Battery Consumption'!$D$23,IF($BL36=\"AD-05-5426\",'Battery Consumption'!$D$24,IF($BL36=\"AD-05-5421\",'Battery Consumption'!$D$25,IF($BL36=\"AD-05-5432\",'Battery Consumption'!$D$26,IF($BL36=\"AD-05-5441\",'Battery Consumption'!$D$27,IF($BL36=\"AD-05-5437\",'Battery Consumption'!$D$28,IF($BL36=\"AD-05-5446\",'Battery Consumption'!$D$29,IF($BL36=\"AD-05-5456\",'Battery Consumption'!$D$30,IF($BL36=\"AD-05-5451\",'Battery Consumption'!$D$31,IF($BL36=\"AD-05-5461\",'Battery Consumption'!$D$32,IF($BL36=\"AD-05-5471\",'Battery Consumption'!$D$33,IF($BL36=\"AD-05-5466\",'Battery Consumption'!$D$34,0))))))))))))))))))))))))))))))),0))","v":0},0,{"$f":"(IF($D36>0,(IF($BL36=\"AD-05-5400\",'Battery Consumption'!$E$5,IF($BL36=\"AD-05-5410\",'Battery Consumption'!$E$6,IF($BL36=\"AD-05-5405\",'Battery Consumption'!$E$7,IF($BL36=\"AD-05-5415\",'Battery Consumption'!$E$8,IF($BL36=\"AD-05-5425\",'Battery Consumption'!$E$9,IF($BL36=\"AD-05-5420\",'Battery Consumption'!$E$10,IF($BL36=\"AD-05-5430\",'Battery Consumption'!$E$11,IF($BL36=\"AD-05-5440\",'Battery Consumption'!$E$12,IF($BL36=\"AD-05-5435\",'Battery Consumption'!$E$13,IF($BL36=\"AD-05-5445\",'Battery Consumption'!$E$14,IF($BL36=\"AD-05-5455\",'Battery Consumption'!$E$15,IF($BL36=\"AD-05-5450\",'Battery Consumption'!$E$16,IF($BL36=\"AD-05-5460\",'Battery Consumption'!$E$17,IF($BL36=\"AD-05-5465\",'Battery Consumption'!$E$18,IF($BL36=\"AD-05-5470\",'Battery Consumption'!$E$19,IF($BL36=\"AD-05-5401\",'Battery Consumption'!$E$20,IF($BL36=\"AD-05-5413\",'Battery Consumption'!$E$21,IF($BL36=\"AD-05-5406\",'Battery Consumption'!$E$22,IF($BL36=\"AD-05-5416\",'Battery Consumption'!$E$23,IF($BL36=\"AD-05-5426\",'Battery Consumption'!$E$24,IF($BL36=\"AD-05-5421\",'Battery Consumption'!$E$25,IF($BL36=\"AD-05-5432\",'Battery Consumption'!$E$26,IF($BL36=\"AD-05-5441\",'Battery Consumption'!$E$27,IF($BL36=\"AD-05-5437\",'Battery Consumption'!$E$28,IF($BL36=\"AD-05-5446\",'Battery Consumption'!$E$29,IF($BL36=\"AD-05-5456\",'Battery Consumption'!$E$30,IF($BL36=\"AD-05-5451\",'Battery Consumption'!$E$31,IF($BL36=\"AD-05-5461\",'Battery Consumption'!$E$32,IF($BL36=\"AD-05-5471\",'Battery Consumption'!$E$33,IF($BL36=\"AD-05-5466\",'Battery Consumption'!$E$34,0))))))))))))))))))))))))))))))),0))","v":0},0,0,{"$f":"IF($D36>0,(IF($BQ36<12,Reference!$J$259,IF($BQ36<24,Reference!$J$260,IF($BQ36<65,Reference!$J$260,\"Get your own\")))),0)","v":0},{"$f":"IF($D36>0,(IF($BQ36<12,Reference!$F$259,IF($BQ36<24,Reference!$F$260,IF($BQ36<65,Reference!$F$260,\"Get your own\")))),0)","v":0},{"$f":"IF($D36>0,(IF($BQ36<12,Reference!$H$259,IF($BQ36<24,Reference!$H$260,IF($BQ36<65,Reference!$H$260,\"Get your own\")))),0)","v":0},null,0,null,null,"AD-05-5466","Net-TopSensUL Freeze-TT1",0,"UL"]
[31,null,null,null,null,null,0,0,0,0,0,0,0,0,0,null,{"$f":"IF($D$3=\"UL\",(IF(AND($G37=1,$H37=1),Reference!$C$53,IF(AND($G37=2,$H37=1),Reference!$C$54,IF(AND($G37=3,$H37=1),Reference!$C$55,IF(AND($G37=1,$H37=2),Reference!$C$56,IF(AND($G37=2,$H37=2),Reference!$C$57,IF(AND($G37=3,$H37=2),Reference!$C$58,IF(AND($G37=1,$H37=3),Reference!$C$59,IF(AND($G37=2,$H37=3),Reference!$C$60,IF(AND($G37=3,$H37=3),Reference!$C$61,IF(AND($G37=1,$H37=4),Reference!$C$62,IF(AND($G37=2,$H37=4),Reference!$C$63,IF(AND($G37=3,$H37=4),Reference!$C$64,IF(AND($G37=1,$H37=5),Reference!$C$65,IF(AND($G37=2,$H37=5),Reference!$C$66,IF(AND($G37=3,$H37=5),Reference!$C$67,0)))))))))))))))),(IF(AND($G37=1,$H37=1),Reference!$C$38,IF(AND($G37=2,$H37=1),Reference!$C$39,IF(AND($G37=3,$H37=1),Reference!$C$40,IF(AND($G37=1,$H37=2),Reference!$C$41,IF(AND($G37=2,$H37=2),Reference!$C$42,IF(AND($G37=3,$H37=2),Reference!$C$43,IF(AND($G37=1,$H37=3),Reference!$C$44,IF(AND($G37=2,$H37=3),Reference!$C$45,IF(AND($G37=3,$H37=3),Reference!$C$46,IF(AND($G37=1,$H37=4),Reference!$C$47,IF(AND($G37=2,$H37=4),Reference!$C$48,IF(AND($G37=3,$H37=4),Reference!$C$49,IF(AND($G37=1,$H37=5),Reference!$C$50,IF(AND($G37=2,$H37=5),Reference!$C$51,IF(AND($G37=3,$H37=5),Reference!$C$52,0)))))))))))))))))","v":0},{"$f":"IF($D$3=\"UL\",(IF(AND($G37=1,$H37=1),Reference!$B$53,IF(AND($G37=2,$H37=1),Reference!$B$54,IF(AND($G37=3,$H37=1),Reference!$B$55,IF(AND($G37=1,$H37=2),Reference!$B$56,IF(AND($G37=2,$H37=2),Reference!$B$57,IF(AND($G37=3,$H37=2),Reference!$B$58,IF(AND($G37=1,$H37=3),Reference!$B$59,IF(AND($G37=2,$H37=3),Reference!$B$60,IF(AND($G37=3,$H37=3),Reference!$B$61,IF(AND($G37=1,$H37=4),Reference!$B$62,IF(AND($G37=2,$H37=4),Reference!$B$63,IF(AND($G37=3,$H37=4),Reference!$B$64,IF(AND($G37=1,$H37=5),Reference!$B$65,IF(AND($G37=2,$H37=5),Reference!$B$66,IF(AND($G37=3,$H37=5),Reference!$B$67,0)))))))))))))))),(IF(AND($G37=1,$H37=1),Reference!$B$38,IF(AND($G37=2,$H37=1),Reference!$B$39,IF(AND($G37=3,$H37=1),Reference!$B$40,IF(AND($G37=1,$H37=2),Reference!$B$41,IF(AND($G37=2,$H37=2),Reference!$B$42,IF(AND($G37=3,$H37=2),Reference!$B$43,IF(AND($G37=1,$H37=3),Reference!$B$44,IF(AND($G37=2,$H37=3),Reference!$B$45,IF(AND($G37=3,$H37=3),Reference!$B$46,IF(AND($G37=1,$H37=4),Reference!$B$47,IF(AND($G37=2,$H37=4),Reference!$B$48,IF(AND($G37=3,$H37=4),Reference!$B$49,IF(AND($G37=1,$H37=5),Reference!$B$50,IF(AND($G37=2,$H37=5),Reference!$B$51,IF(AND($G37=3,$H37=5),Reference!$B$52,0)))))))))))))))))","v":0},0,0,null,0,0,null,null,null,null,null,0,0,null,null,{"$f":"IF($D$3=\"UL\",(IF($G37>0,((IF(AND($F37=\"Standard\",$I37=2),Reference!$B$121,(IF(AND($F37=\"Medium\",$I37=2),Reference!$B$122,(IF(AND($F37=\"High\",$I37=2),Reference!$B$123,(IF(AND($F37=\"Standard\",$I37=3),Reference!$B$121,(IF(AND($F37=\"Medium\",$I37=3),Reference!$B$122,(IF(AND($F37=\"High\",$I37=3),Reference!$B$123,(IF(AND($F37=\"Standard\",$I37=4),Reference!$B$124,(IF(AND($F37=\"Medium\",$I37=4),Reference!$B$125,(IF(AND($F37=\"High\",$I37=4),Reference!$B$126,(IF(AND($F37=\"Standard\",$I37=7),Reference!$B$127,(IF(AND($F37=\"Medium\",$I37=7),Reference!$B$128,(IF(AND($F37=\"High\",$I37=7),Reference!$B$129,(IF(AND($F37=\"Standard\",$I37=8),Reference!$B$97,(IF(AND($F37=\"Medium\",$I37=8),Reference!$B$98,(IF(AND($F37=\"High\",$I37=8),Reference!$B$99,(IF(AND($F37=\"Standard\",$I37=9),Reference!$B$130,(IF(AND($F37=\"Medium\",$I37=9),Reference!$B$131,(IF(AND($F37=\"High\",$I37=9),Reference!$B$132,(IF(AND($F37=\"Standard\",$I37=11),Reference!$B$133,(IF(AND($F37=\"Medium\",$I37=11),Reference!$B$134,(IF(AND($F37=\"High\",$I37=11),Reference!$B$135,(IF(AND($F37=\"Standard\",$I37=12),Reference!$B$133,(IF(AND($F37=\"Medium\",$I37=12),Reference!$B$134,(IF(AND($F37=\"High\",$I37=12),Reference!$B$135,(IF(AND($F37=\"Standard\",$I37=13),Reference!$B$136,(IF(AND($F37=\"Medium\",$I37=13),Reference!$B$137,(IF(AND($F37=\"High\",$I37=13),Reference!$B$138,(IF(AND($F37=\"Standard\",$I37=16),Reference!$B$139,(IF(AND($F37=\"Medium\",$I37=16),Reference!$B$140,(IF(AND($F37=\"High\",$I37=16),Reference!$B$141,(IF(AND($F37=\"Standard\",$I37=17),Reference!$B$139,(IF(AND($F37=\"Medium\",$I37=17),Reference!$B$140,(IF(AND($F37=\"High\",$I37=17),Reference!$B$141,(IF(AND($F37=\"Standard\",$I37=18),Reference!$B$142,(IF(AND($F37=\"Medium\",$I37=18),Reference!$B$143,(IF(AND($F37=\"High\",$I37=18),Reference!$B$144,(IF(AND($F37=\"Standard\",$I37=21),Reference!$B$145,(IF(AND($F37=\"Medium\",$I37=21),Reference!$B$146,(IF(AND($F37=\"High\",$I37=21),Reference!$B$147,(IF(AND($F37=\"Standard\",$I37=23),Reference!$B$148,(IF(AND($F37=\"Medium\",$I37=23),Reference!$B$149,(IF(AND($F37=\"High\",$I37=23),Reference!$B$150,0))))))))))))))))))))))))))))))))))))))))))))))))))))))))))))))))))))))))))))))))))))),0)),(IF($G37>0,((IF(AND($F37=\"Standard\",$I37=2),Reference!$B$91,(IF(AND($F37=\"Medium\",$I37=2),Reference!$B$92,(IF(AND($F37=\"High\",$I37=2),Reference!$B$93,(IF(AND($F37=\"Standard\",$I37=3),Reference!$B$91,(IF(AND($F37=\"Medium\",$I37=3),Reference!$B$92,(IF(AND($F37=\"High\",$I37=3),Reference!$B$93,(IF(AND($F37=\"Standard\",$I37=4),Reference!$B$94,(IF(AND($F37=\"Medium\",$I37=4),Reference!$B$95,(IF(AND($F37=\"High\",$I37=4),Reference!$B$96,(IF(AND($F37=\"Standard\",$I37=7),Reference!$B$97,(IF(AND($F37=\"Medium\",$I37=7),Reference!$B$98,(IF(AND($F37=\"High\",$I37=7),Reference!$B$99,(IF(AND($F37=\"Standard\",$I37=8),Reference!$B$97,(IF(AND($F37=\"Medium\",$I37=8),Reference!$B$98,(IF(AND($F37=\"High\",$I37=8),Reference!$B$99,(IF(AND($F37=\"Standard\",$I37=9),Reference!$B$100,(IF(AND($F37=\"Medium\",$I37=9),Reference!$B$101,(IF(AND($F37=\"High\",$I37=9),Reference!$B$102,(IF(AND($F37=\"Standard\",$I37=11),Reference!$B$103,(IF(AND($F37=\"Medium\",$I37=11),Reference!$B$104,(IF(AND($F37=\"High\",$I37=11),Reference!$B$105,(IF(AND($F37=\"Standard\",$I37=12),Reference!$B$103,(IF(AND($F37=\"Medium\",$I37=12),Reference!$B$104,(IF(AND($F37=\"High\",$I37=12),Reference!$B$105,(IF(AND($F37=\"Standard\",$I37=13),Reference!$B$106,(IF(AND($F37=\"Medium\",$I37=13),Reference!$B$107,(IF(AND($F37=\"High\",$I37=13),Reference!$B$108,(IF(AND($F37=\"Standard\",$I37=16),Reference!$B$109,(IF(AND($F37=\"Medium\",$I37=16),Reference!$B$110,(IF(AND($F37=\"High\",$I37=16),Reference!$B$111,(IF(AND($F37=\"Standard\",$I37=17),Reference!$B$109,(IF(AND($F37=\"Medium\",$I37=17),Reference!$B$110,(IF(AND($F37=\"High\",$I37=17),Reference!$B$111,(IF(AND($F37=\"Standard\",$I37=18),Reference!$B$112,(IF(AND($F37=\"Medium\",$I37=18),Reference!$B$113,(IF(AND($F37=\"High\",$I37=18),Reference!$B$114,(IF(AND($F37=\"Standard\",$I37=21),Reference!$B$115,(IF(AND($F37=\"Medium\",$I37=21),Reference!$B$116,(IF(AND($F37=\"High\",$I37=21),Reference!$B$117,(IF(AND($F37=\"Standard\",$I37=23),Reference!$B$118,(IF(AND($F37=\"Medium\",$I37=23),Reference!$B$119,(IF(AND($F37=\"High\",$I37=23),Reference!$B$120,0))))))))))))))))))))))))))))))))))))))))))))))))))))))))))))))))))))))))))))))))))))),0)))","v":0},{"$f":"IF($D$3=\"UL\",(IF($G37>0,((IF(AND($F37=\"Standard\",$I37=2),Reference!$C$121,(IF(AND($F37=\"Medium\",$I37=2),Reference!$C$122,(IF(AND($F37=\"High\",$I37=2),Reference!$C$123,(IF(AND($F37=\"Standard\",$I37=3),Reference!$C$121,(IF(AND($F37=\"Medium\",$I37=3),Reference!$C$122,(IF(AND($F37=\"High\",$I37=3),Reference!$C$123,(IF(AND($F37=\"Standard\",$I37=4),Reference!$C$124,(IF(AND($F37=\"Medium\",$I37=4),Reference!$C$125,(IF(AND($F37=\"High\",$I37=4),Reference!$C$126,(IF(AND($F37=\"Standard\",$I37=7),Reference!$C$127,(IF(AND($F37=\"Medium\",$I37=7),Reference!$C$128,(IF(AND($F37=\"High\",$I37=7),Reference!$C$129,(IF(AND($F37=\"Standard\",$I37=8),Reference!$C$97,(IF(AND($F37=\"Medium\",$I37=8),Reference!$C$98,(IF(AND($F37=\"High\",$I37=8),Reference!$C$99,(IF(AND($F37=\"Standard\",$I37=9),Reference!$C$130,(IF(AND($F37=\"Medium\",$I37=9),Reference!$C$131,(IF(AND($F37=\"High\",$I37=9),Reference!$C$132,(IF(AND($F37=\"Standard\",$I37=11),Reference!$C$133,(IF(AND($F37=\"Medium\",$I37=11),Reference!$C$134,(IF(AND($F37=\"High\",$I37=11),Reference!$C$135,(IF(AND($F37=\"Standard\",$I37=12),Reference!$C$133,(IF(AND($F37=\"Medium\",$I37=12),Reference!$C$134,(IF(AND($F37=\"High\",$I37=12),Reference!$C$135,(IF(AND($F37=\"Standard\",$I37=13),Reference!$C$136,(IF(AND($F37=\"Medium\",$I37=13),Reference!$C$137,(IF(AND($F37=\"High\",$I37=13),Reference!$C$138,(IF(AND($F37=\"Standard\",$I37=16),Reference!$C$139,(IF(AND($F37=\"Medium\",$I37=16),Reference!$C$140,(IF(AND($F37=\"High\",$I37=16),Reference!$C$141,(IF(AND($F37=\"Standard\",$I37=17),Reference!$C$139,(IF(AND($F37=\"Medium\",$I37=17),Reference!$C$140,(IF(AND($F37=\"High\",$I37=17),Reference!$C$141,(IF(AND($F37=\"Standard\",$I37=18),Reference!$C$142,(IF(AND($F37=\"Medium\",$I37=18),Reference!$C$143,(IF(AND($F37=\"High\",$I37=18),Reference!$C$144,(IF(AND($F37=\"Standard\",$I37=21),Reference!$C$145,(IF(AND($F37=\"Medium\",$I37=21),Reference!$C$146,(IF(AND($F37=\"High\",$I37=21),Reference!$C$147,(IF(AND($F37=\"Standard\",$I37=23),Reference!$C$148,(IF(AND($F37=\"Medium\",$I37=23),Reference!$C$149,(IF(AND($F37=\"High\",$I37=23),Reference!$C$150,0))))))))))))))))))))))))))))))))))))))))))))))))))))))))))))))))))))))))))))))))))))),0)),(IF($G37>0,((IF(AND($F37=\"Standard\",$I37=2),Reference!$C$91,(IF(AND($F37=\"Medium\",$I37=2),Reference!$C$92,(IF(AND($F37=\"High\",$I37=2),Reference!$C$93,(IF(AND($F37=\"Standard\",$I37=3),Reference!$C$91,(IF(AND($F37=\"Medium\",$I37=3),Reference!$C$92,(IF(AND($F37=\"High\",$I37=3),Reference!$C$93,(IF(AND($F37=\"Standard\",$I37=4),Reference!$C$94,(IF(AND($F37=\"Medium\",$I37=4),Reference!$C$95,(IF(AND($F37=\"High\",$I37=4),Reference!$C$96,(IF(AND($F37=\"Standard\",$I37=7),Reference!$C$97,(IF(AND($F37=\"Medium\",$I37=7),Reference!$C$98,(IF(AND($F37=\"High\",$I37=7),Reference!$C$99,(IF(AND($F37=\"Standard\",$I37=8),Reference!$C$97,(IF(AND($F37=\"Medium\",$I37=8),Reference!$C$98,(IF(AND($F37=\"High\",$I37=8),Reference!$C$99,(IF(AND($F37=\"Standard\",$I37=9),Reference!$C$100,(IF(AND($F37=\"Medium\",$I37=9),Reference!$C$101,(IF(AND($F37=\"High\",$I37=9),Reference!$C$102,(IF(AND($F37=\"Standard\",$I37=11),Reference!$C$103,(IF(AND($F37=\"Medium\",$I37=11),Reference!$C$104,(IF(AND($F37=\"High\",$I37=11),Reference!$C$105,(IF(AND($F37=\"Standard\",$I37=12),Reference!$C$103,(IF(AND($F37=\"Medium\",$I37=12),Reference!$C$104,(IF(AND($F37=\"High\",$I37=12),Reference!$C$105,(IF(AND($F37=\"Standard\",$I37=13),Reference!$C$106,(IF(AND($F37=\"Medium\",$I37=13),Reference!$C$107,(IF(AND($F37=\"High\",$I37=13),Reference!$C$108,(IF(AND($F37=\"Standard\",$I37=16),Reference!$C$109,(IF(AND($F37=\"Medium\",$I37=16),Reference!$C$110,(IF(AND($F37=\"High\",$I37=16),Reference!$C$111,(IF(AND($F37=\"Standard\",$I37=17),Reference!$C$109,(IF(AND($F37=\"Medium\",$I37=17),Reference!$C$110,(IF(AND($F37=\"High\",$I37=17),Reference!$C$111,(IF(AND($F37=\"Standard\",$I37=18),Reference!$C$112,(IF(AND($F37=\"Medium\",$I37=18),Reference!$C$113,(IF(AND($F37=\"High\",$I37=18),Reference!$C$114,(IF(AND($F37=\"Standard\",$I37=21),Reference!$C$115,(IF(AND($F37=\"Medium\",$I37=21),Reference!$C$116,(IF(AND($F37=\"High\",$I37=21),Reference!$C$117,(IF(AND($F37=\"Standard\",$I37=23),Reference!$C$118,(IF(AND($F37=\"Medium\",$I37=23),Reference!$C$119,(IF(AND($F37=\"High\",$I37=23),Reference!$C$120,0))))))))))))))))))))))))))))))))))))))))))))))))))))))))))))))))))))))))))))))))))))),0)))","v":0},{"$f":"IF($D$3=\"UL\",(IF($G37>0,((IF(AND($F37=\"Standard\",$I37=2),Reference!$D$121,(IF(AND($F37=\"Medium\",$I37=2),Reference!$D$122,(IF(AND($F37=\"High\",$I37=2),Reference!$D$123,(IF(AND($F37=\"Standard\",$I37=3),Reference!$D$121,(IF(AND($F37=\"Medium\",$I37=3),Reference!$D$122,(IF(AND($F37=\"High\",$I37=3),Reference!$D$123,(IF(AND($F37=\"Standard\",$I37=4),Reference!$D$124,(IF(AND($F37=\"Medium\",$I37=4),Reference!$D$125,(IF(AND($F37=\"High\",$I37=4),Reference!$D$126,(IF(AND($F37=\"Standard\",$I37=7),Reference!$D$127,(IF(AND($F37=\"Medium\",$I37=7),Reference!$D$128,(IF(AND($F37=\"High\",$I37=7),Reference!$D$129,(IF(AND($F37=\"Standard\",$I37=8),Reference!$D$97,(IF(AND($F37=\"Medium\",$I37=8),Reference!$D$98,(IF(AND($F37=\"High\",$I37=8),Reference!$D$99,(IF(AND($F37=\"Standard\",$I37=9),Reference!$D$130,(IF(AND($F37=\"Medium\",$I37=9),Reference!$D$131,(IF(AND($F37=\"High\",$I37=9),Reference!$D$132,(IF(AND($F37=\"Standard\",$I37=11),Reference!$D$133,(IF(AND($F37=\"Medium\",$I37=11),Reference!$D$134,(IF(AND($F37=\"High\",$I37=11),Reference!$D$135,(IF(AND($F37=\"Standard\",$I37=12),Reference!$D$133,(IF(AND($F37=\"Medium\",$I37=12),Reference!$D$134,(IF(AND($F37=\"High\",$I37=12),Reference!$D$135,(IF(AND($F37=\"Standard\",$I37=13),Reference!$D$136,(IF(AND($F37=\"Medium\",$I37=13),Reference!$D$137,(IF(AND($F37=\"High\",$I37=13),Reference!$D$138,(IF(AND($F37=\"Standard\",$I37=16),Reference!$D$139,(IF(AND($F37=\"Medium\",$I37=16),Reference!$D$140,(IF(AND($F37=\"High\",$I37=16),Reference!$D$141,(IF(AND($F37=\"Standard\",$I37=17),Reference!$D$139,(IF(AND($F37=\"Medium\",$I37=17),Reference!$D$140,(IF(AND($F37=\"High\",$I37=17),Reference!$D$141,(IF(AND($F37=\"Standard\",$I37=18),Reference!$D$142,(IF(AND($F37=\"Medium\",$I37=18),Reference!$D$143,(IF(AND($F37=\"High\",$I37=18),Reference!$D$144,(IF(AND($F37=\"Standard\",$I37=21),Reference!$D$145,(IF(AND($F37=\"Medium\",$I37=21),Reference!$D$146,(IF(AND($F37=\"High\",$I37=21),Reference!$D$147,(IF(AND($F37=\"Standard\",$I37=23),Reference!$D$148,(IF(AND($F37=\"Medium\",$I37=23),Reference!$D$149,(IF(AND($F37=\"High\",$I37=23),Reference!$D$150,0))))))))))))))))))))))))))))))))))))))))))))))))))))))))))))))))))))))))))))))))))))),0)),(IF($G37>0,((IF(AND($F37=\"Standard\",$I37=2),Reference!$D$91,(IF(AND($F37=\"Medium\",$I37=2),Reference!$D$92,(IF(AND($F37=\"High\",$I37=2),Reference!$D$93,(IF(AND($F37=\"Standard\",$I37=3),Reference!$D$91,(IF(AND($F37=\"Medium\",$I37=3),Reference!$D$92,(IF(AND($F37=\"High\",$I37=3),Reference!$D$93,(IF(AND($F37=\"Standard\",$I37=4),Reference!$D$94,(IF(AND($F37=\"Medium\",$I37=4),Reference!$D$95,(IF(AND($F37=\"High\",$I37=4),Reference!$D$96,(IF(AND($F37=\"Standard\",$I37=7),Reference!$D$97,(IF(AND($F37=\"Medium\",$I37=7),Reference!$D$98,(IF(AND($F37=\"High\",$I37=7),Reference!$D$99,(IF(AND($F37=\"Standard\",$I37=8),Reference!$D$97,(IF(AND($F37=\"Medium\",$I37=8),Reference!$D$98,(IF(AND($F37=\"High\",$I37=8),Reference!$D$99,(IF(AND($F37=\"Standard\",$I37=9),Reference!$D$100,(IF(AND($F37=\"Medium\",$I37=9),Reference!$D$101,(IF(AND($F37=\"High\",$I37=9),Reference!$D$102,(IF(AND($F37=\"Standard\",$I37=11),Reference!$D$103,(IF(AND($F37=\"Medium\",$I37=11),Reference!$D$104,(IF(AND($F37=\"High\",$I37=11),Reference!$D$105,(IF(AND($F37=\"Standard\",$I37=12),Reference!$D$103,(IF(AND($F37=\"Medium\",$I37=12),Reference!$D$104,(IF(AND($F37=\"High\",$I37=12),Reference!$D$105,(IF(AND($F37=\"Standard\",$I37=13),Reference!$D$106,(IF(AND($F37=\"Medium\",$I37=13),Reference!$D$107,(IF(AND($F37=\"High\",$I37=13),Reference!$D$108,(IF(AND($F37=\"Standard\",$I37=16),Reference!$D$109,(IF(AND($F37=\"Medium\",$I37=16),Reference!$D$110,(IF(AND($F37=\"High\",$I37=16),Reference!$D$111,(IF(AND($F37=\"Standard\",$I37=17),Reference!$D$109,(IF(AND($F37=\"Medium\",$I37=17),Reference!$D$110,(IF(AND($F37=\"High\",$I37=17),Reference!$D$111,(IF(AND($F37=\"Standard\",$I37=18),Reference!$D$112,(IF(AND($F37=\"Medium\",$I37=18),Reference!$D$113,(IF(AND($F37=\"High\",$I37=18),Reference!$D$114,(IF(AND($F37=\"Standard\",$I37=21),Reference!$D$115,(IF(AND($F37=\"Medium\",$I37=21),Reference!$D$116,(IF(AND($F37=\"High\",$I37=21),Reference!$D$117,(IF(AND($F37=\"Standard\",$I37=23),Reference!$D$118,(IF(AND($F37=\"Medium\",$I37=23),Reference!$D$119,(IF(AND($F37=\"High\",$I37=23),Reference!$D$120,0))))))))))))))))))))))))))))))))))))))))))))))))))))))))))))))))))))))))))))))))))))),0)))","v":0},0,0,0,null,"No",0,0,0,0,{"$f":"IF($AN37=\"Yes\",IF($AO37=1,Reference!#REF!,IF($AO37=2,Reference!#REF!,IF($AO37=3,Reference!#REF!,0))),(IF($AP37=1,IF($AR37=2,Reference!$C$194,IF($AR37=3,Reference!$C$196,IF($AR37=4,Reference!$C$198,0))),IF($AP37=2,IF($AR37=3,Reference!$C$195,IF($AR37=4,Reference!$C$197,IF($AR37=5,Reference!$C$199,0))),0))))","v":0},{"$f":"IF(AN37=\"Yes\",IF($AO37=1,Reference!#REF!,IF($AO37=2,Reference!#REF!,IF($AO37=3,Reference!#REF!,0))),(IF($AP37=1,IF($AR37=2,Reference!$E$194,IF($AR37=3,Reference!$E$196,IF($AR37=4,Reference!$E$198,0))),IF($AP37=2,IF($AR37=3,Reference!$E$195,IF($AR37=4,Reference!$E$197,IF($AR37=5,Reference!$E$199,0))),0))))","v":0},{"$f":"IF($AN37=\"Yes\",IF($AO37=1,Reference!#REF!,IF($AO37=2,Reference!#REF!,IF($AO37=3,Reference!#REF!,0))),(IF($AP37=1,IF($AR37=2,Reference!$D$194,IF($AR37=3,Reference!$D$196,IF($AR37=4,Reference!$D$198,0))),IF($AP37=2,IF($AR37=3,Reference!$D$195,IF($AR37=4,Reference!$D$197,IF($AR37=5,Reference!$D$199,0))),0))))","v":0},0,null,0,0,null,{"$f":"IF($AX37=\"Yes\",(IF($AZ37=\"NU2\",Reference!$B$221,IF($AZ37=\"NU2D\",Reference!$B$222,IF($AZ37=\"NU5N\",Reference!$B$223,IF($AZ37=\"NU5DN\",Reference!$B$224,IF($AZ37=\"NU5DOData\",Reference!$B$225,IF($AZ37=\"NU5DOFD\",Reference!$B$227,\"\"))))))),0)","v":0},{"$f":"IF($AX37=\"Yes\",(IF($AZ37=\"NU2\",Reference!$D$221,IF($AZ37=\"NU2D\",Reference!$D$222,IF($AZ37=\"NU5N\",Reference!$D$223,IF($AZ37=\"NU5DN\",Reference!$D$224,IF($AZ37=\"NU5DOData\",Reference!$D$225,IF($AZ37=\"NU5DOFD\",Reference!$D$227,0))))))),0)","v":0},{"$f":"IF($AX37=\"Yes\",(IF($AZ37=\"NU2\",Reference!$E$221,IF($AZ37=\"NU2D\",Reference!$E$222,IF($AZ37=\"NU5N\",Reference!$E$223,IF($AZ37=\"NU5DN\",Reference!$E$224,IF($AZ37=\"NU5DOData\",Reference!$E$225,IF($AZ37=\"NU5DOFD\",Reference!$E$227,IF($AZ37=\"NU5DF\",Reference!$E$226,0)))))))),0)","v":0},null,null,null,0,{"$f":"IF($BE37=\"AD-10-1960\",Reference!$G$232,IF($BE37=\"AD-10-1963\",Reference!$G$233,IF($BE37=\"AD-10-1966\",Reference!$G$237,IF($BE37=\"AD-10-1975\",Reference!$G$237,IF($BE37=\"AD-10-1980\",Reference!$G$238,IF($BE37=\"AD-10-2000\",Reference!$G$235,IF($BE37=\"AD-10-2010\",Reference!$G$236,\"\")))))))","v":""},{"$f":"IF($BE37=\"AD-10-1960\",Reference!$F$232,IF($BE37=\"AD-10-1963\",Reference!$F$233,IF($BE37=\"AD-10-1966\",Reference!$F$237,IF($BE37=\"AD-10-1975\",Reference!$F$237,IF($BE37=\"AD-10-1980\",Reference!$F$238,IF($BE37=\"AD-10-2000\",Reference!$F$235,IF($BE37=\"AD-10-2010\",Reference!$F$236,\"\")))))))","v":""},{"$f":"IF($BE37=\"AD-10-1960\",Reference!$E$232,IF($BE37=\"AD-10-1963\",Reference!$E$233,IF($BE37=\"AD-10-1966\",Reference!$E$237,IF($BE37=\"AD-10-1975\",Reference!$E$237,IF($BE37=\"AD-10-1980\",Reference!$E$238,IF($BE37=\"AD-10-2000\",Reference!$E$235,IF($BE37=\"AD-10-2010\",Reference!$E$236,\"\")))))))","v":""},null,0,{"$f":"(IF($D37>0,(IF($BL37=\"AD-05-5400\",'Battery Consumption'!$D$5,IF($BL37=\"AD-05-5410\",'Battery Consumption'!$D$6,IF($BL37=\"AD-05-5405\",'Battery Consumption'!$D$7,IF($BL37=\"AD-05-5415\",'Battery Consumption'!$D$8,IF($BL37=\"AD-05-5425\",'Battery Consumption'!$D$9,IF($BL37=\"AD-05-5420\",'Battery Consumption'!$D$10,IF($BL37=\"AD-05-5430\",'Battery Consumption'!$D$11,IF($BL37=\"AD-05-5440\",'Battery Consumption'!$D$12,IF($BL37=\"AD-05-5435\",'Battery Consumption'!$D$13,IF($BL37=\"AD-05-5445\",'Battery Consumption'!$D$14,IF($BL37=\"AD-05-5455\",'Battery Consumption'!$D$15,IF($BL37=\"AD-05-5450\",'Battery Consumption'!$D$16,IF($BL37=\"AD-05-5460\",'Battery Consumption'!$D$17,IF($BL37=\"AD-05-5465\",'Battery Consumption'!$D$18,IF($BL37=\"AD-05-5470\",'Battery Consumption'!$D$19,IF($BL37=\"AD-05-5401\",'Battery Consumption'!$D$20,IF($BL37=\"AD-05-5413\",'Battery Consumption'!$D$21,IF($BL37=\"AD-05-5406\",'Battery Consumption'!$D$22,IF($BL37=\"AD-05-5416\",'Battery Consumption'!$D$23,IF($BL37=\"AD-05-5426\",'Battery Consumption'!$D$24,IF($BL37=\"AD-05-5421\",'Battery Consumption'!$D$25,IF($BL37=\"AD-05-5432\",'Battery Consumption'!$D$26,IF($BL37=\"AD-05-5441\",'Battery Consumption'!$D$27,IF($BL37=\"AD-05-5437\",'Battery Consumption'!$D$28,IF($BL37=\"AD-05-5446\",'Battery Consumption'!$D$29,IF($BL37=\"AD-05-5456\",'Battery Consumption'!$D$30,IF($BL37=\"AD-05-5451\",'Battery Consumption'!$D$31,IF($BL37=\"AD-05-5461\",'Battery Consumption'!$D$32,IF($BL37=\"AD-05-5471\",'Battery Consumption'!$D$33,IF($BL37=\"AD-05-5466\",'Battery Consumption'!$D$34,0))))))))))))))))))))))))))))))),0))","v":0},0,{"$f":"(IF($D37>0,(IF($BL37=\"AD-05-5400\",'Battery Consumption'!$E$5,IF($BL37=\"AD-05-5410\",'Battery Consumption'!$E$6,IF($BL37=\"AD-05-5405\",'Battery Consumption'!$E$7,IF($BL37=\"AD-05-5415\",'Battery Consumption'!$E$8,IF($BL37=\"AD-05-5425\",'Battery Consumption'!$E$9,IF($BL37=\"AD-05-5420\",'Battery Consumption'!$E$10,IF($BL37=\"AD-05-5430\",'Battery Consumption'!$E$11,IF($BL37=\"AD-05-5440\",'Battery Consumption'!$E$12,IF($BL37=\"AD-05-5435\",'Battery Consumption'!$E$13,IF($BL37=\"AD-05-5445\",'Battery Consumption'!$E$14,IF($BL37=\"AD-05-5455\",'Battery Consumption'!$E$15,IF($BL37=\"AD-05-5450\",'Battery Consumption'!$E$16,IF($BL37=\"AD-05-5460\",'Battery Consumption'!$E$17,IF($BL37=\"AD-05-5465\",'Battery Consumption'!$E$18,IF($BL37=\"AD-05-5470\",'Battery Consumption'!$E$19,IF($BL37=\"AD-05-5401\",'Battery Consumption'!$E$20,IF($BL37=\"AD-05-5413\",'Battery Consumption'!$E$21,IF($BL37=\"AD-05-5406\",'Battery Consumption'!$E$22,IF($BL37=\"AD-05-5416\",'Battery Consumption'!$E$23,IF($BL37=\"AD-05-5426\",'Battery Consumption'!$E$24,IF($BL37=\"AD-05-5421\",'Battery Consumption'!$E$25,IF($BL37=\"AD-05-5432\",'Battery Consumption'!$E$26,IF($BL37=\"AD-05-5441\",'Battery Consumption'!$E$27,IF($BL37=\"AD-05-5437\",'Battery Consumption'!$E$28,IF($BL37=\"AD-05-5446\",'Battery Consumption'!$E$29,IF($BL37=\"AD-05-5456\",'Battery Consumption'!$E$30,IF($BL37=\"AD-05-5451\",'Battery Consumption'!$E$31,IF($BL37=\"AD-05-5461\",'Battery Consumption'!$E$32,IF($BL37=\"AD-05-5471\",'Battery Consumption'!$E$33,IF($BL37=\"AD-05-5466\",'Battery Consumption'!$E$34,0))))))))))))))))))))))))))))))),0))","v":0},0,0,{"$f":"IF($D37>0,(IF($BQ37<12,Reference!$J$259,IF($BQ37<24,Reference!$J$260,IF($BQ37<65,Reference!$J$260,\"Get your own\")))),0)","v":0},{"$f":"IF($D37>0,(IF($BQ37<12,Reference!$F$259,IF($BQ37<24,Reference!$F$260,IF($BQ37<65,Reference!$F$260,\"Get your own\")))),0)","v":0},{"$f":"IF($D37>0,(IF($BQ37<12,Reference!$H$259,IF($BQ37<24,Reference!$H$260,IF($BQ37<65,Reference!$H$260,\"Get your own\")))),0)","v":0},null,0,null,null,"Detection Unit",null," "]
[32,null,null,null,null,null,0,0,0,0,0,0,0,0,0,null,{"$f":"IF($D$3=\"UL\",(IF(AND($G38=1,$H38=1),Reference!$C$53,IF(AND($G38=2,$H38=1),Reference!$C$54,IF(AND($G38=3,$H38=1),Reference!$C$55,IF(AND($G38=1,$H38=2),Reference!$C$56,IF(AND($G38=2,$H38=2),Reference!$C$57,IF(AND($G38=3,$H38=2),Reference!$C$58,IF(AND($G38=1,$H38=3),Reference!$C$59,IF(AND($G38=2,$H38=3),Reference!$C$60,IF(AND($G38=3,$H38=3),Reference!$C$61,IF(AND($G38=1,$H38=4),Reference!$C$62,IF(AND($G38=2,$H38=4),Reference!$C$63,IF(AND($G38=3,$H38=4),Reference!$C$64,IF(AND($G38=1,$H38=5),Reference!$C$65,IF(AND($G38=2,$H38=5),Reference!$C$66,IF(AND($G38=3,$H38=5),Reference!$C$67,0)))))))))))))))),(IF(AND($G38=1,$H38=1),Reference!$C$38,IF(AND($G38=2,$H38=1),Reference!$C$39,IF(AND($G38=3,$H38=1),Reference!$C$40,IF(AND($G38=1,$H38=2),Reference!$C$41,IF(AND($G38=2,$H38=2),Reference!$C$42,IF(AND($G38=3,$H38=2),Reference!$C$43,IF(AND($G38=1,$H38=3),Reference!$C$44,IF(AND($G38=2,$H38=3),Reference!$C$45,IF(AND($G38=3,$H38=3),Reference!$C$46,IF(AND($G38=1,$H38=4),Reference!$C$47,IF(AND($G38=2,$H38=4),Reference!$C$48,IF(AND($G38=3,$H38=4),Reference!$C$49,IF(AND($G38=1,$H38=5),Reference!$C$50,IF(AND($G38=2,$H38=5),Reference!$C$51,IF(AND($G38=3,$H38=5),Reference!$C$52,0)))))))))))))))))","v":0},{"$f":"IF($D$3=\"UL\",(IF(AND($G38=1,$H38=1),Reference!$B$53,IF(AND($G38=2,$H38=1),Reference!$B$54,IF(AND($G38=3,$H38=1),Reference!$B$55,IF(AND($G38=1,$H38=2),Reference!$B$56,IF(AND($G38=2,$H38=2),Reference!$B$57,IF(AND($G38=3,$H38=2),Reference!$B$58,IF(AND($G38=1,$H38=3),Reference!$B$59,IF(AND($G38=2,$H38=3),Reference!$B$60,IF(AND($G38=3,$H38=3),Reference!$B$61,IF(AND($G38=1,$H38=4),Reference!$B$62,IF(AND($G38=2,$H38=4),Reference!$B$63,IF(AND($G38=3,$H38=4),Reference!$B$64,IF(AND($G38=1,$H38=5),Reference!$B$65,IF(AND($G38=2,$H38=5),Reference!$B$66,IF(AND($G38=3,$H38=5),Reference!$B$67,0)))))))))))))))),(IF(AND($G38=1,$H38=1),Reference!$B$38,IF(AND($G38=2,$H38=1),Reference!$B$39,IF(AND($G38=3,$H38=1),Reference!$B$40,IF(AND($G38=1,$H38=2),Reference!$B$41,IF(AND($G38=2,$H38=2),Reference!$B$42,IF(AND($G38=3,$H38=2),Reference!$B$43,IF(AND($G38=1,$H38=3),Reference!$B$44,IF(AND($G38=2,$H38=3),Reference!$B$45,IF(AND($G38=3,$H38=3),Reference!$B$46,IF(AND($G38=1,$H38=4),Reference!$B$47,IF(AND($G38=2,$H38=4),Reference!$B$48,IF(AND($G38=3,$H38=4),Reference!$B$49,IF(AND($G38=1,$H38=5),Reference!$B$50,IF(AND($G38=2,$H38=5),Reference!$B$51,IF(AND($G38=3,$H38=5),Reference!$B$52,0)))))))))))))))))","v":0},0,0,null,0,0,null,null,null,null,null,0,0,null,null,{"$f":"IF($D$3=\"UL\",(IF($G38>0,((IF(AND($F38=\"Standard\",$I38=2),Reference!$B$121,(IF(AND($F38=\"Medium\",$I38=2),Reference!$B$122,(IF(AND($F38=\"High\",$I38=2),Reference!$B$123,(IF(AND($F38=\"Standard\",$I38=3),Reference!$B$121,(IF(AND($F38=\"Medium\",$I38=3),Reference!$B$122,(IF(AND($F38=\"High\",$I38=3),Reference!$B$123,(IF(AND($F38=\"Standard\",$I38=4),Reference!$B$124,(IF(AND($F38=\"Medium\",$I38=4),Reference!$B$125,(IF(AND($F38=\"High\",$I38=4),Reference!$B$126,(IF(AND($F38=\"Standard\",$I38=7),Reference!$B$127,(IF(AND($F38=\"Medium\",$I38=7),Reference!$B$128,(IF(AND($F38=\"High\",$I38=7),Reference!$B$129,(IF(AND($F38=\"Standard\",$I38=8),Reference!$B$97,(IF(AND($F38=\"Medium\",$I38=8),Reference!$B$98,(IF(AND($F38=\"High\",$I38=8),Reference!$B$99,(IF(AND($F38=\"Standard\",$I38=9),Reference!$B$130,(IF(AND($F38=\"Medium\",$I38=9),Reference!$B$131,(IF(AND($F38=\"High\",$I38=9),Reference!$B$132,(IF(AND($F38=\"Standard\",$I38=11),Reference!$B$133,(IF(AND($F38=\"Medium\",$I38=11),Reference!$B$134,(IF(AND($F38=\"High\",$I38=11),Reference!$B$135,(IF(AND($F38=\"Standard\",$I38=12),Reference!$B$133,(IF(AND($F38=\"Medium\",$I38=12),Reference!$B$134,(IF(AND($F38=\"High\",$I38=12),Reference!$B$135,(IF(AND($F38=\"Standard\",$I38=13),Reference!$B$136,(IF(AND($F38=\"Medium\",$I38=13),Reference!$B$137,(IF(AND($F38=\"High\",$I38=13),Reference!$B$138,(IF(AND($F38=\"Standard\",$I38=16),Reference!$B$139,(IF(AND($F38=\"Medium\",$I38=16),Reference!$B$140,(IF(AND($F38=\"High\",$I38=16),Reference!$B$141,(IF(AND($F38=\"Standard\",$I38=17),Reference!$B$139,(IF(AND($F38=\"Medium\",$I38=17),Reference!$B$140,(IF(AND($F38=\"High\",$I38=17),Reference!$B$141,(IF(AND($F38=\"Standard\",$I38=18),Reference!$B$142,(IF(AND($F38=\"Medium\",$I38=18),Reference!$B$143,(IF(AND($F38=\"High\",$I38=18),Reference!$B$144,(IF(AND($F38=\"Standard\",$I38=21),Reference!$B$145,(IF(AND($F38=\"Medium\",$I38=21),Reference!$B$146,(IF(AND($F38=\"High\",$I38=21),Reference!$B$147,(IF(AND($F38=\"Standard\",$I38=23),Reference!$B$148,(IF(AND($F38=\"Medium\",$I38=23),Reference!$B$149,(IF(AND($F38=\"High\",$I38=23),Reference!$B$150,0))))))))))))))))))))))))))))))))))))))))))))))))))))))))))))))))))))))))))))))))))))),0)),(IF($G38>0,((IF(AND($F38=\"Standard\",$I38=2),Reference!$B$91,(IF(AND($F38=\"Medium\",$I38=2),Reference!$B$92,(IF(AND($F38=\"High\",$I38=2),Reference!$B$93,(IF(AND($F38=\"Standard\",$I38=3),Reference!$B$91,(IF(AND($F38=\"Medium\",$I38=3),Reference!$B$92,(IF(AND($F38=\"High\",$I38=3),Reference!$B$93,(IF(AND($F38=\"Standard\",$I38=4),Reference!$B$94,(IF(AND($F38=\"Medium\",$I38=4),Reference!$B$95,(IF(AND($F38=\"High\",$I38=4),Reference!$B$96,(IF(AND($F38=\"Standard\",$I38=7),Reference!$B$97,(IF(AND($F38=\"Medium\",$I38=7),Reference!$B$98,(IF(AND($F38=\"High\",$I38=7),Reference!$B$99,(IF(AND($F38=\"Standard\",$I38=8),Reference!$B$97,(IF(AND($F38=\"Medium\",$I38=8),Reference!$B$98,(IF(AND($F38=\"High\",$I38=8),Reference!$B$99,(IF(AND($F38=\"Standard\",$I38=9),Reference!$B$100,(IF(AND($F38=\"Medium\",$I38=9),Reference!$B$101,(IF(AND($F38=\"High\",$I38=9),Reference!$B$102,(IF(AND($F38=\"Standard\",$I38=11),Reference!$B$103,(IF(AND($F38=\"Medium\",$I38=11),Reference!$B$104,(IF(AND($F38=\"High\",$I38=11),Reference!$B$105,(IF(AND($F38=\"Standard\",$I38=12),Reference!$B$103,(IF(AND($F38=\"Medium\",$I38=12),Reference!$B$104,(IF(AND($F38=\"High\",$I38=12),Reference!$B$105,(IF(AND($F38=\"Standard\",$I38=13),Reference!$B$106,(IF(AND($F38=\"Medium\",$I38=13),Reference!$B$107,(IF(AND($F38=\"High\",$I38=13),Reference!$B$108,(IF(AND($F38=\"Standard\",$I38=16),Reference!$B$109,(IF(AND($F38=\"Medium\",$I38=16),Reference!$B$110,(IF(AND($F38=\"High\",$I38=16),Reference!$B$111,(IF(AND($F38=\"Standard\",$I38=17),Reference!$B$109,(IF(AND($F38=\"Medium\",$I38=17),Reference!$B$110,(IF(AND($F38=\"High\",$I38=17),Reference!$B$111,(IF(AND($F38=\"Standard\",$I38=18),Reference!$B$112,(IF(AND($F38=\"Medium\",$I38=18),Reference!$B$113,(IF(AND($F38=\"High\",$I38=18),Reference!$B$114,(IF(AND($F38=\"Standard\",$I38=21),Reference!$B$115,(IF(AND($F38=\"Medium\",$I38=21),Reference!$B$116,(IF(AND($F38=\"High\",$I38=21),Reference!$B$117,(IF(AND($F38=\"Standard\",$I38=23),Reference!$B$118,(IF(AND($F38=\"Medium\",$I38=23),Reference!$B$119,(IF(AND($F38=\"High\",$I38=23),Reference!$B$120,0))))))))))))))))))))))))))))))))))))))))))))))))))))))))))))))))))))))))))))))))))))),0)))","v":0},{"$f":"IF($D$3=\"UL\",(IF($G38>0,((IF(AND($F38=\"Standard\",$I38=2),Reference!$C$121,(IF(AND($F38=\"Medium\",$I38=2),Reference!$C$122,(IF(AND($F38=\"High\",$I38=2),Reference!$C$123,(IF(AND($F38=\"Standard\",$I38=3),Reference!$C$121,(IF(AND($F38=\"Medium\",$I38=3),Reference!$C$122,(IF(AND($F38=\"High\",$I38=3),Reference!$C$123,(IF(AND($F38=\"Standard\",$I38=4),Reference!$C$124,(IF(AND($F38=\"Medium\",$I38=4),Reference!$C$125,(IF(AND($F38=\"High\",$I38=4),Reference!$C$126,(IF(AND($F38=\"Standard\",$I38=7),Reference!$C$127,(IF(AND($F38=\"Medium\",$I38=7),Reference!$C$128,(IF(AND($F38=\"High\",$I38=7),Reference!$C$129,(IF(AND($F38=\"Standard\",$I38=8),Reference!$C$97,(IF(AND($F38=\"Medium\",$I38=8),Reference!$C$98,(IF(AND($F38=\"High\",$I38=8),Reference!$C$99,(IF(AND($F38=\"Standard\",$I38=9),Reference!$C$130,(IF(AND($F38=\"Medium\",$I38=9),Reference!$C$131,(IF(AND($F38=\"High\",$I38=9),Reference!$C$132,(IF(AND($F38=\"Standard\",$I38=11),Reference!$C$133,(IF(AND($F38=\"Medium\",$I38=11),Reference!$C$134,(IF(AND($F38=\"High\",$I38=11),Reference!$C$135,(IF(AND($F38=\"Standard\",$I38=12),Reference!$C$133,(IF(AND($F38=\"Medium\",$I38=12),Reference!$C$134,(IF(AND($F38=\"High\",$I38=12),Reference!$C$135,(IF(AND($F38=\"Standard\",$I38=13),Reference!$C$136,(IF(AND($F38=\"Medium\",$I38=13),Reference!$C$137,(IF(AND($F38=\"High\",$I38=13),Reference!$C$138,(IF(AND($F38=\"Standard\",$I38=16),Reference!$C$139,(IF(AND($F38=\"Medium\",$I38=16),Reference!$C$140,(IF(AND($F38=\"High\",$I38=16),Reference!$C$141,(IF(AND($F38=\"Standard\",$I38=17),Reference!$C$139,(IF(AND($F38=\"Medium\",$I38=17),Reference!$C$140,(IF(AND($F38=\"High\",$I38=17),Reference!$C$141,(IF(AND($F38=\"Standard\",$I38=18),Reference!$C$142,(IF(AND($F38=\"Medium\",$I38=18),Reference!$C$143,(IF(AND($F38=\"High\",$I38=18),Reference!$C$144,(IF(AND($F38=\"Standard\",$I38=21),Reference!$C$145,(IF(AND($F38=\"Medium\",$I38=21),Reference!$C$146,(IF(AND($F38=\"High\",$I38=21),Reference!$C$147,(IF(AND($F38=\"Standard\",$I38=23),Reference!$C$148,(IF(AND($F38=\"Medium\",$I38=23),Reference!$C$149,(IF(AND($F38=\"High\",$I38=23),Reference!$C$150,0))))))))))))))))))))))))))))))))))))))))))))))))))))))))))))))))))))))))))))))))))))),0)),(IF($G38>0,((IF(AND($F38=\"Standard\",$I38=2),Reference!$C$91,(IF(AND($F38=\"Medium\",$I38=2),Reference!$C$92,(IF(AND($F38=\"High\",$I38=2),Reference!$C$93,(IF(AND($F38=\"Standard\",$I38=3),Reference!$C$91,(IF(AND($F38=\"Medium\",$I38=3),Reference!$C$92,(IF(AND($F38=\"High\",$I38=3),Reference!$C$93,(IF(AND($F38=\"Standard\",$I38=4),Reference!$C$94,(IF(AND($F38=\"Medium\",$I38=4),Reference!$C$95,(IF(AND($F38=\"High\",$I38=4),Reference!$C$96,(IF(AND($F38=\"Standard\",$I38=7),Reference!$C$97,(IF(AND($F38=\"Medium\",$I38=7),Reference!$C$98,(IF(AND($F38=\"High\",$I38=7),Reference!$C$99,(IF(AND($F38=\"Standard\",$I38=8),Reference!$C$97,(IF(AND($F38=\"Medium\",$I38=8),Reference!$C$98,(IF(AND($F38=\"High\",$I38=8),Reference!$C$99,(IF(AND($F38=\"Standard\",$I38=9),Reference!$C$100,(IF(AND($F38=\"Medium\",$I38=9),Reference!$C$101,(IF(AND($F38=\"High\",$I38=9),Reference!$C$102,(IF(AND($F38=\"Standard\",$I38=11),Reference!$C$103,(IF(AND($F38=\"Medium\",$I38=11),Reference!$C$104,(IF(AND($F38=\"High\",$I38=11),Reference!$C$105,(IF(AND($F38=\"Standard\",$I38=12),Reference!$C$103,(IF(AND($F38=\"Medium\",$I38=12),Reference!$C$104,(IF(AND($F38=\"High\",$I38=12),Reference!$C$105,(IF(AND($F38=\"Standard\",$I38=13),Reference!$C$106,(IF(AND($F38=\"Medium\",$I38=13),Reference!$C$107,(IF(AND($F38=\"High\",$I38=13),Reference!$C$108,(IF(AND($F38=\"Standard\",$I38=16),Reference!$C$109,(IF(AND($F38=\"Medium\",$I38=16),Reference!$C$110,(IF(AND($F38=\"High\",$I38=16),Reference!$C$111,(IF(AND($F38=\"Standard\",$I38=17),Reference!$C$109,(IF(AND($F38=\"Medium\",$I38=17),Reference!$C$110,(IF(AND($F38=\"High\",$I38=17),Reference!$C$111,(IF(AND($F38=\"Standard\",$I38=18),Reference!$C$112,(IF(AND($F38=\"Medium\",$I38=18),Reference!$C$113,(IF(AND($F38=\"High\",$I38=18),Reference!$C$114,(IF(AND($F38=\"Standard\",$I38=21),Reference!$C$115,(IF(AND($F38=\"Medium\",$I38=21),Reference!$C$116,(IF(AND($F38=\"High\",$I38=21),Reference!$C$117,(IF(AND($F38=\"Standard\",$I38=23),Reference!$C$118,(IF(AND($F38=\"Medium\",$I38=23),Reference!$C$119,(IF(AND($F38=\"High\",$I38=23),Reference!$C$120,0))))))))))))))))))))))))))))))))))))))))))))))))))))))))))))))))))))))))))))))))))))),0)))","v":0},{"$f":"IF($D$3=\"UL\",(IF($G38>0,((IF(AND($F38=\"Standard\",$I38=2),Reference!$D$121,(IF(AND($F38=\"Medium\",$I38=2),Reference!$D$122,(IF(AND($F38=\"High\",$I38=2),Reference!$D$123,(IF(AND($F38=\"Standard\",$I38=3),Reference!$D$121,(IF(AND($F38=\"Medium\",$I38=3),Reference!$D$122,(IF(AND($F38=\"High\",$I38=3),Reference!$D$123,(IF(AND($F38=\"Standard\",$I38=4),Reference!$D$124,(IF(AND($F38=\"Medium\",$I38=4),Reference!$D$125,(IF(AND($F38=\"High\",$I38=4),Reference!$D$126,(IF(AND($F38=\"Standard\",$I38=7),Reference!$D$127,(IF(AND($F38=\"Medium\",$I38=7),Reference!$D$128,(IF(AND($F38=\"High\",$I38=7),Reference!$D$129,(IF(AND($F38=\"Standard\",$I38=8),Reference!$D$97,(IF(AND($F38=\"Medium\",$I38=8),Reference!$D$98,(IF(AND($F38=\"High\",$I38=8),Reference!$D$99,(IF(AND($F38=\"Standard\",$I38=9),Reference!$D$130,(IF(AND($F38=\"Medium\",$I38=9),Reference!$D$131,(IF(AND($F38=\"High\",$I38=9),Reference!$D$132,(IF(AND($F38=\"Standard\",$I38=11),Reference!$D$133,(IF(AND($F38=\"Medium\",$I38=11),Reference!$D$134,(IF(AND($F38=\"High\",$I38=11),Reference!$D$135,(IF(AND($F38=\"Standard\",$I38=12),Reference!$D$133,(IF(AND($F38=\"Medium\",$I38=12),Reference!$D$134,(IF(AND($F38=\"High\",$I38=12),Reference!$D$135,(IF(AND($F38=\"Standard\",$I38=13),Reference!$D$136,(IF(AND($F38=\"Medium\",$I38=13),Reference!$D$137,(IF(AND($F38=\"High\",$I38=13),Reference!$D$138,(IF(AND($F38=\"Standard\",$I38=16),Reference!$D$139,(IF(AND($F38=\"Medium\",$I38=16),Reference!$D$140,(IF(AND($F38=\"High\",$I38=16),Reference!$D$141,(IF(AND($F38=\"Standard\",$I38=17),Reference!$D$139,(IF(AND($F38=\"Medium\",$I38=17),Reference!$D$140,(IF(AND($F38=\"High\",$I38=17),Reference!$D$141,(IF(AND($F38=\"Standard\",$I38=18),Reference!$D$142,(IF(AND($F38=\"Medium\",$I38=18),Reference!$D$143,(IF(AND($F38=\"High\",$I38=18),Reference!$D$144,(IF(AND($F38=\"Standard\",$I38=21),Reference!$D$145,(IF(AND($F38=\"Medium\",$I38=21),Reference!$D$146,(IF(AND($F38=\"High\",$I38=21),Reference!$D$147,(IF(AND($F38=\"Standard\",$I38=23),Reference!$D$148,(IF(AND($F38=\"Medium\",$I38=23),Reference!$D$149,(IF(AND($F38=\"High\",$I38=23),Reference!$D$150,0))))))))))))))))))))))))))))))))))))))))))))))))))))))))))))))))))))))))))))))))))))),0)),(IF($G38>0,((IF(AND($F38=\"Standard\",$I38=2),Reference!$D$91,(IF(AND($F38=\"Medium\",$I38=2),Reference!$D$92,(IF(AND($F38=\"High\",$I38=2),Reference!$D$93,(IF(AND($F38=\"Standard\",$I38=3),Reference!$D$91,(IF(AND($F38=\"Medium\",$I38=3),Reference!$D$92,(IF(AND($F38=\"High\",$I38=3),Reference!$D$93,(IF(AND($F38=\"Standard\",$I38=4),Reference!$D$94,(IF(AND($F38=\"Medium\",$I38=4),Reference!$D$95,(IF(AND($F38=\"High\",$I38=4),Reference!$D$96,(IF(AND($F38=\"Standard\",$I38=7),Reference!$D$97,(IF(AND($F38=\"Medium\",$I38=7),Reference!$D$98,(IF(AND($F38=\"High\",$I38=7),Reference!$D$99,(IF(AND($F38=\"Standard\",$I38=8),Reference!$D$97,(IF(AND($F38=\"Medium\",$I38=8),Reference!$D$98,(IF(AND($F38=\"High\",$I38=8),Reference!$D$99,(IF(AND($F38=\"Standard\",$I38=9),Reference!$D$100,(IF(AND($F38=\"Medium\",$I38=9),Reference!$D$101,(IF(AND($F38=\"High\",$I38=9),Reference!$D$102,(IF(AND($F38=\"Standard\",$I38=11),Reference!$D$103,(IF(AND($F38=\"Medium\",$I38=11),Reference!$D$104,(IF(AND($F38=\"High\",$I38=11),Reference!$D$105,(IF(AND($F38=\"Standard\",$I38=12),Reference!$D$103,(IF(AND($F38=\"Medium\",$I38=12),Reference!$D$104,(IF(AND($F38=\"High\",$I38=12),Reference!$D$105,(IF(AND($F38=\"Standard\",$I38=13),Reference!$D$106,(IF(AND($F38=\"Medium\",$I38=13),Reference!$D$107,(IF(AND($F38=\"High\",$I38=13),Reference!$D$108,(IF(AND($F38=\"Standard\",$I38=16),Reference!$D$109,(IF(AND($F38=\"Medium\",$I38=16),Reference!$D$110,(IF(AND($F38=\"High\",$I38=16),Reference!$D$111,(IF(AND($F38=\"Standard\",$I38=17),Reference!$D$109,(IF(AND($F38=\"Medium\",$I38=17),Reference!$D$110,(IF(AND($F38=\"High\",$I38=17),Reference!$D$111,(IF(AND($F38=\"Standard\",$I38=18),Reference!$D$112,(IF(AND($F38=\"Medium\",$I38=18),Reference!$D$113,(IF(AND($F38=\"High\",$I38=18),Reference!$D$114,(IF(AND($F38=\"Standard\",$I38=21),Reference!$D$115,(IF(AND($F38=\"Medium\",$I38=21),Reference!$D$116,(IF(AND($F38=\"High\",$I38=21),Reference!$D$117,(IF(AND($F38=\"Standard\",$I38=23),Reference!$D$118,(IF(AND($F38=\"Medium\",$I38=23),Reference!$D$119,(IF(AND($F38=\"High\",$I38=23),Reference!$D$120,0))))))))))))))))))))))))))))))))))))))))))))))))))))))))))))))))))))))))))))))))))))),0)))","v":0},0,0,0,null,"No",0,0,0,0,{"$f":"IF($AN38=\"Yes\",IF($AO38=1,Reference!#REF!,IF($AO38=2,Reference!#REF!,IF($AO38=3,Reference!#REF!,0))),(IF($AP38=1,IF($AR38=2,Reference!$C$194,IF($AR38=3,Reference!$C$196,IF($AR38=4,Reference!$C$198,0))),IF($AP38=2,IF($AR38=3,Reference!$C$195,IF($AR38=4,Reference!$C$197,IF($AR38=5,Reference!$C$199,0))),0))))","v":0},{"$f":"IF(AN38=\"Yes\",IF($AO38=1,Reference!#REF!,IF($AO38=2,Reference!#REF!,IF($AO38=3,Reference!#REF!,0))),(IF($AP38=1,IF($AR38=2,Reference!$E$194,IF($AR38=3,Reference!$E$196,IF($AR38=4,Reference!$E$198,0))),IF($AP38=2,IF($AR38=3,Reference!$E$195,IF($AR38=4,Reference!$E$197,IF($AR38=5,Reference!$E$199,0))),0))))","v":0},{"$f":"IF($AN38=\"Yes\",IF($AO38=1,Reference!#REF!,IF($AO38=2,Reference!#REF!,IF($AO38=3,Reference!#REF!,0))),(IF($AP38=1,IF($AR38=2,Reference!$D$194,IF($AR38=3,Reference!$D$196,IF($AR38=4,Reference!$D$198,0))),IF($AP38=2,IF($AR38=3,Reference!$D$195,IF($AR38=4,Reference!$D$197,IF($AR38=5,Reference!$D$199,0))),0))))","v":0},0,null,0,0,null,{"$f":"IF($AX38=\"Yes\",(IF($AZ38=\"NU2\",Reference!$B$221,IF($AZ38=\"NU2D\",Reference!$B$222,IF($AZ38=\"NU5N\",Reference!$B$223,IF($AZ38=\"NU5DN\",Reference!$B$224,IF($AZ38=\"NU5DOData\",Reference!$B$225,IF($AZ38=\"NU5DOFD\",Reference!$B$227,\"\"))))))),0)","v":0},{"$f":"IF($AX38=\"Yes\",(IF($AZ38=\"NU2\",Reference!$D$221,IF($AZ38=\"NU2D\",Reference!$D$222,IF($AZ38=\"NU5N\",Reference!$D$223,IF($AZ38=\"NU5DN\",Reference!$D$224,IF($AZ38=\"NU5DOData\",Reference!$D$225,IF($AZ38=\"NU5DOFD\",Reference!$D$227,0))))))),0)","v":0},{"$f":"IF($AX38=\"Yes\",(IF($AZ38=\"NU2\",Reference!$E$221,IF($AZ38=\"NU2D\",Reference!$E$222,IF($AZ38=\"NU5N\",Reference!$E$223,IF($AZ38=\"NU5DN\",Reference!$E$224,IF($AZ38=\"NU5DOData\",Reference!$E$225,IF($AZ38=\"NU5DOFD\",Reference!$E$227,IF($AZ38=\"NU5DF\",Reference!$E$226,0)))))))),0)","v":0},null,null,null,0,{"$f":"IF($BE38=\"AD-10-1960\",Reference!$G$232,IF($BE38=\"AD-10-1963\",Reference!$G$233,IF($BE38=\"AD-10-1966\",Reference!$G$237,IF($BE38=\"AD-10-1975\",Reference!$G$237,IF($BE38=\"AD-10-1980\",Reference!$G$238,IF($BE38=\"AD-10-2000\",Reference!$G$235,IF($BE38=\"AD-10-2010\",Reference!$G$236,\"\")))))))","v":""},{"$f":"IF($BE38=\"AD-10-1960\",Reference!$F$232,IF($BE38=\"AD-10-1963\",Reference!$F$233,IF($BE38=\"AD-10-1966\",Reference!$F$237,IF($BE38=\"AD-10-1975\",Reference!$F$237,IF($BE38=\"AD-10-1980\",Reference!$F$238,IF($BE38=\"AD-10-2000\",Reference!$F$235,IF($BE38=\"AD-10-2010\",Reference!$F$236,\"\")))))))","v":""},{"$f":"IF($BE38=\"AD-10-1960\",Reference!$E$232,IF($BE38=\"AD-10-1963\",Reference!$E$233,IF($BE38=\"AD-10-1966\",Reference!$E$237,IF($BE38=\"AD-10-1975\",Reference!$E$237,IF($BE38=\"AD-10-1980\",Reference!$E$238,IF($BE38=\"AD-10-2000\",Reference!$E$235,IF($BE38=\"AD-10-2010\",Reference!$E$236,\"\")))))))","v":""},null,0,{"$f":"(IF($D38>0,(IF($BL38=\"AD-05-5400\",'Battery Consumption'!$D$5,IF($BL38=\"AD-05-5410\",'Battery Consumption'!$D$6,IF($BL38=\"AD-05-5405\",'Battery Consumption'!$D$7,IF($BL38=\"AD-05-5415\",'Battery Consumption'!$D$8,IF($BL38=\"AD-05-5425\",'Battery Consumption'!$D$9,IF($BL38=\"AD-05-5420\",'Battery Consumption'!$D$10,IF($BL38=\"AD-05-5430\",'Battery Consumption'!$D$11,IF($BL38=\"AD-05-5440\",'Battery Consumption'!$D$12,IF($BL38=\"AD-05-5435\",'Battery Consumption'!$D$13,IF($BL38=\"AD-05-5445\",'Battery Consumption'!$D$14,IF($BL38=\"AD-05-5455\",'Battery Consumption'!$D$15,IF($BL38=\"AD-05-5450\",'Battery Consumption'!$D$16,IF($BL38=\"AD-05-5460\",'Battery Consumption'!$D$17,IF($BL38=\"AD-05-5465\",'Battery Consumption'!$D$18,IF($BL38=\"AD-05-5470\",'Battery Consumption'!$D$19,IF($BL38=\"AD-05-5401\",'Battery Consumption'!$D$20,IF($BL38=\"AD-05-5413\",'Battery Consumption'!$D$21,IF($BL38=\"AD-05-5406\",'Battery Consumption'!$D$22,IF($BL38=\"AD-05-5416\",'Battery Consumption'!$D$23,IF($BL38=\"AD-05-5426\",'Battery Consumption'!$D$24,IF($BL38=\"AD-05-5421\",'Battery Consumption'!$D$25,IF($BL38=\"AD-05-5432\",'Battery Consumption'!$D$26,IF($BL38=\"AD-05-5441\",'Battery Consumption'!$D$27,IF($BL38=\"AD-05-5437\",'Battery Consumption'!$D$28,IF($BL38=\"AD-05-5446\",'Battery Consumption'!$D$29,IF($BL38=\"AD-05-5456\",'Battery Consumption'!$D$30,IF($BL38=\"AD-05-5451\",'Battery Consumption'!$D$31,IF($BL38=\"AD-05-5461\",'Battery Consumption'!$D$32,IF($BL38=\"AD-05-5471\",'Battery Consumption'!$D$33,IF($BL38=\"AD-05-5466\",'Battery Consumption'!$D$34,0))))))))))))))))))))))))))))))),0))","v":0},0,{"$f":"(IF($D38>0,(IF($BL38=\"AD-05-5400\",'Battery Consumption'!$E$5,IF($BL38=\"AD-05-5410\",'Battery Consumption'!$E$6,IF($BL38=\"AD-05-5405\",'Battery Consumption'!$E$7,IF($BL38=\"AD-05-5415\",'Battery Consumption'!$E$8,IF($BL38=\"AD-05-5425\",'Battery Consumption'!$E$9,IF($BL38=\"AD-05-5420\",'Battery Consumption'!$E$10,IF($BL38=\"AD-05-5430\",'Battery Consumption'!$E$11,IF($BL38=\"AD-05-5440\",'Battery Consumption'!$E$12,IF($BL38=\"AD-05-5435\",'Battery Consumption'!$E$13,IF($BL38=\"AD-05-5445\",'Battery Consumption'!$E$14,IF($BL38=\"AD-05-5455\",'Battery Consumption'!$E$15,IF($BL38=\"AD-05-5450\",'Battery Consumption'!$E$16,IF($BL38=\"AD-05-5460\",'Battery Consumption'!$E$17,IF($BL38=\"AD-05-5465\",'Battery Consumption'!$E$18,IF($BL38=\"AD-05-5470\",'Battery Consumption'!$E$19,IF($BL38=\"AD-05-5401\",'Battery Consumption'!$E$20,IF($BL38=\"AD-05-5413\",'Battery Consumption'!$E$21,IF($BL38=\"AD-05-5406\",'Battery Consumption'!$E$22,IF($BL38=\"AD-05-5416\",'Battery Consumption'!$E$23,IF($BL38=\"AD-05-5426\",'Battery Consumption'!$E$24,IF($BL38=\"AD-05-5421\",'Battery Consumption'!$E$25,IF($BL38=\"AD-05-5432\",'Battery Consumption'!$E$26,IF($BL38=\"AD-05-5441\",'Battery Consumption'!$E$27,IF($BL38=\"AD-05-5437\",'Battery Consumption'!$E$28,IF($BL38=\"AD-05-5446\",'Battery Consumption'!$E$29,IF($BL38=\"AD-05-5456\",'Battery Consumption'!$E$30,IF($BL38=\"AD-05-5451\",'Battery Consumption'!$E$31,IF($BL38=\"AD-05-5461\",'Battery Consumption'!$E$32,IF($BL38=\"AD-05-5471\",'Battery Consumption'!$E$33,IF($BL38=\"AD-05-5466\",'Battery Consumption'!$E$34,0))))))))))))))))))))))))))))))),0))","v":0},0,0,{"$f":"IF($D38>0,(IF($BQ38<12,Reference!$J$259,IF($BQ38<24,Reference!$J$260,IF($BQ38<65,Reference!$J$260,\"Get your own\")))),0)","v":0},{"$f":"IF($D38>0,(IF($BQ38<12,Reference!$F$259,IF($BQ38<24,Reference!$F$260,IF($BQ38<65,Reference!$F$260,\"Get your own\")))),0)","v":0},{"$f":"IF($D38>0,(IF($BQ38<12,Reference!$H$259,IF($BQ38<24,Reference!$H$260,IF($BQ38<65,Reference!$H$260,\"Get your own\")))),0)","v":0},null,0,null,null,"AD-10-5410","FM-Standard: Std/SL ProSens - DM-TP-50-L-U ",{"$f":"SUMIF($AH$7:$AH$44,BY38, $AJ$7:$AJ$44)","v":0},"FM"]
[33,null,null,null,null,null,0,0,0,0,0,0,0,0,0,null,{"$f":"IF($D$3=\"UL\",(IF(AND($G39=1,$H39=1),Reference!$C$53,IF(AND($G39=2,$H39=1),Reference!$C$54,IF(AND($G39=3,$H39=1),Reference!$C$55,IF(AND($G39=1,$H39=2),Reference!$C$56,IF(AND($G39=2,$H39=2),Reference!$C$57,IF(AND($G39=3,$H39=2),Reference!$C$58,IF(AND($G39=1,$H39=3),Reference!$C$59,IF(AND($G39=2,$H39=3),Reference!$C$60,IF(AND($G39=3,$H39=3),Reference!$C$61,IF(AND($G39=1,$H39=4),Reference!$C$62,IF(AND($G39=2,$H39=4),Reference!$C$63,IF(AND($G39=3,$H39=4),Reference!$C$64,IF(AND($G39=1,$H39=5),Reference!$C$65,IF(AND($G39=2,$H39=5),Reference!$C$66,IF(AND($G39=3,$H39=5),Reference!$C$67,0)))))))))))))))),(IF(AND($G39=1,$H39=1),Reference!$C$38,IF(AND($G39=2,$H39=1),Reference!$C$39,IF(AND($G39=3,$H39=1),Reference!$C$40,IF(AND($G39=1,$H39=2),Reference!$C$41,IF(AND($G39=2,$H39=2),Reference!$C$42,IF(AND($G39=3,$H39=2),Reference!$C$43,IF(AND($G39=1,$H39=3),Reference!$C$44,IF(AND($G39=2,$H39=3),Reference!$C$45,IF(AND($G39=3,$H39=3),Reference!$C$46,IF(AND($G39=1,$H39=4),Reference!$C$47,IF(AND($G39=2,$H39=4),Reference!$C$48,IF(AND($G39=3,$H39=4),Reference!$C$49,IF(AND($G39=1,$H39=5),Reference!$C$50,IF(AND($G39=2,$H39=5),Reference!$C$51,IF(AND($G39=3,$H39=5),Reference!$C$52,0)))))))))))))))))","v":0},{"$f":"IF($D$3=\"UL\",(IF(AND($G39=1,$H39=1),Reference!$B$53,IF(AND($G39=2,$H39=1),Reference!$B$54,IF(AND($G39=3,$H39=1),Reference!$B$55,IF(AND($G39=1,$H39=2),Reference!$B$56,IF(AND($G39=2,$H39=2),Reference!$B$57,IF(AND($G39=3,$H39=2),Reference!$B$58,IF(AND($G39=1,$H39=3),Reference!$B$59,IF(AND($G39=2,$H39=3),Reference!$B$60,IF(AND($G39=3,$H39=3),Reference!$B$61,IF(AND($G39=1,$H39=4),Reference!$B$62,IF(AND($G39=2,$H39=4),Reference!$B$63,IF(AND($G39=3,$H39=4),Reference!$B$64,IF(AND($G39=1,$H39=5),Reference!$B$65,IF(AND($G39=2,$H39=5),Reference!$B$66,IF(AND($G39=3,$H39=5),Reference!$B$67,0)))))))))))))))),(IF(AND($G39=1,$H39=1),Reference!$B$38,IF(AND($G39=2,$H39=1),Reference!$B$39,IF(AND($G39=3,$H39=1),Reference!$B$40,IF(AND($G39=1,$H39=2),Reference!$B$41,IF(AND($G39=2,$H39=2),Reference!$B$42,IF(AND($G39=3,$H39=2),Reference!$B$43,IF(AND($G39=1,$H39=3),Reference!$B$44,IF(AND($G39=2,$H39=3),Reference!$B$45,IF(AND($G39=3,$H39=3),Reference!$B$46,IF(AND($G39=1,$H39=4),Reference!$B$47,IF(AND($G39=2,$H39=4),Reference!$B$48,IF(AND($G39=3,$H39=4),Reference!$B$49,IF(AND($G39=1,$H39=5),Reference!$B$50,IF(AND($G39=2,$H39=5),Reference!$B$51,IF(AND($G39=3,$H39=5),Reference!$B$52,0)))))))))))))))))","v":0},0,0,null,0,0,null,null,null,null,null,0,0,null,null,{"$f":"IF($D$3=\"UL\",(IF($G39>0,((IF(AND($F39=\"Standard\",$I39=2),Reference!$B$121,(IF(AND($F39=\"Medium\",$I39=2),Reference!$B$122,(IF(AND($F39=\"High\",$I39=2),Reference!$B$123,(IF(AND($F39=\"Standard\",$I39=3),Reference!$B$121,(IF(AND($F39=\"Medium\",$I39=3),Reference!$B$122,(IF(AND($F39=\"High\",$I39=3),Reference!$B$123,(IF(AND($F39=\"Standard\",$I39=4),Reference!$B$124,(IF(AND($F39=\"Medium\",$I39=4),Reference!$B$125,(IF(AND($F39=\"High\",$I39=4),Reference!$B$126,(IF(AND($F39=\"Standard\",$I39=7),Reference!$B$127,(IF(AND($F39=\"Medium\",$I39=7),Reference!$B$128,(IF(AND($F39=\"High\",$I39=7),Reference!$B$129,(IF(AND($F39=\"Standard\",$I39=8),Reference!$B$97,(IF(AND($F39=\"Medium\",$I39=8),Reference!$B$98,(IF(AND($F39=\"High\",$I39=8),Reference!$B$99,(IF(AND($F39=\"Standard\",$I39=9),Reference!$B$130,(IF(AND($F39=\"Medium\",$I39=9),Reference!$B$131,(IF(AND($F39=\"High\",$I39=9),Reference!$B$132,(IF(AND($F39=\"Standard\",$I39=11),Reference!$B$133,(IF(AND($F39=\"Medium\",$I39=11),Reference!$B$134,(IF(AND($F39=\"High\",$I39=11),Reference!$B$135,(IF(AND($F39=\"Standard\",$I39=12),Reference!$B$133,(IF(AND($F39=\"Medium\",$I39=12),Reference!$B$134,(IF(AND($F39=\"High\",$I39=12),Reference!$B$135,(IF(AND($F39=\"Standard\",$I39=13),Reference!$B$136,(IF(AND($F39=\"Medium\",$I39=13),Reference!$B$137,(IF(AND($F39=\"High\",$I39=13),Reference!$B$138,(IF(AND($F39=\"Standard\",$I39=16),Reference!$B$139,(IF(AND($F39=\"Medium\",$I39=16),Reference!$B$140,(IF(AND($F39=\"High\",$I39=16),Reference!$B$141,(IF(AND($F39=\"Standard\",$I39=17),Reference!$B$139,(IF(AND($F39=\"Medium\",$I39=17),Reference!$B$140,(IF(AND($F39=\"High\",$I39=17),Reference!$B$141,(IF(AND($F39=\"Standard\",$I39=18),Reference!$B$142,(IF(AND($F39=\"Medium\",$I39=18),Reference!$B$143,(IF(AND($F39=\"High\",$I39=18),Reference!$B$144,(IF(AND($F39=\"Standard\",$I39=21),Reference!$B$145,(IF(AND($F39=\"Medium\",$I39=21),Reference!$B$146,(IF(AND($F39=\"High\",$I39=21),Reference!$B$147,(IF(AND($F39=\"Standard\",$I39=23),Reference!$B$148,(IF(AND($F39=\"Medium\",$I39=23),Reference!$B$149,(IF(AND($F39=\"High\",$I39=23),Reference!$B$150,0))))))))))))))))))))))))))))))))))))))))))))))))))))))))))))))))))))))))))))))))))))),0)),(IF($G39>0,((IF(AND($F39=\"Standard\",$I39=2),Reference!$B$91,(IF(AND($F39=\"Medium\",$I39=2),Reference!$B$92,(IF(AND($F39=\"High\",$I39=2),Reference!$B$93,(IF(AND($F39=\"Standard\",$I39=3),Reference!$B$91,(IF(AND($F39=\"Medium\",$I39=3),Reference!$B$92,(IF(AND($F39=\"High\",$I39=3),Reference!$B$93,(IF(AND($F39=\"Standard\",$I39=4),Reference!$B$94,(IF(AND($F39=\"Medium\",$I39=4),Reference!$B$95,(IF(AND($F39=\"High\",$I39=4),Reference!$B$96,(IF(AND($F39=\"Standard\",$I39=7),Reference!$B$97,(IF(AND($F39=\"Medium\",$I39=7),Reference!$B$98,(IF(AND($F39=\"High\",$I39=7),Reference!$B$99,(IF(AND($F39=\"Standard\",$I39=8),Reference!$B$97,(IF(AND($F39=\"Medium\",$I39=8),Reference!$B$98,(IF(AND($F39=\"High\",$I39=8),Reference!$B$99,(IF(AND($F39=\"Standard\",$I39=9),Reference!$B$100,(IF(AND($F39=\"Medium\",$I39=9),Reference!$B$101,(IF(AND($F39=\"High\",$I39=9),Reference!$B$102,(IF(AND($F39=\"Standard\",$I39=11),Reference!$B$103,(IF(AND($F39=\"Medium\",$I39=11),Reference!$B$104,(IF(AND($F39=\"High\",$I39=11),Reference!$B$105,(IF(AND($F39=\"Standard\",$I39=12),Reference!$B$103,(IF(AND($F39=\"Medium\",$I39=12),Reference!$B$104,(IF(AND($F39=\"High\",$I39=12),Reference!$B$105,(IF(AND($F39=\"Standard\",$I39=13),Reference!$B$106,(IF(AND($F39=\"Medium\",$I39=13),Reference!$B$107,(IF(AND($F39=\"High\",$I39=13),Reference!$B$108,(IF(AND($F39=\"Standard\",$I39=16),Reference!$B$109,(IF(AND($F39=\"Medium\",$I39=16),Reference!$B$110,(IF(AND($F39=\"High\",$I39=16),Reference!$B$111,(IF(AND($F39=\"Standard\",$I39=17),Reference!$B$109,(IF(AND($F39=\"Medium\",$I39=17),Reference!$B$110,(IF(AND($F39=\"High\",$I39=17),Reference!$B$111,(IF(AND($F39=\"Standard\",$I39=18),Reference!$B$112,(IF(AND($F39=\"Medium\",$I39=18),Reference!$B$113,(IF(AND($F39=\"High\",$I39=18),Reference!$B$114,(IF(AND($F39=\"Standard\",$I39=21),Reference!$B$115,(IF(AND($F39=\"Medium\",$I39=21),Reference!$B$116,(IF(AND($F39=\"High\",$I39=21),Reference!$B$117,(IF(AND($F39=\"Standard\",$I39=23),Reference!$B$118,(IF(AND($F39=\"Medium\",$I39=23),Reference!$B$119,(IF(AND($F39=\"High\",$I39=23),Reference!$B$120,0))))))))))))))))))))))))))))))))))))))))))))))))))))))))))))))))))))))))))))))))))))),0)))","v":0},{"$f":"IF($D$3=\"UL\",(IF($G39>0,((IF(AND($F39=\"Standard\",$I39=2),Reference!$C$121,(IF(AND($F39=\"Medium\",$I39=2),Reference!$C$122,(IF(AND($F39=\"High\",$I39=2),Reference!$C$123,(IF(AND($F39=\"Standard\",$I39=3),Reference!$C$121,(IF(AND($F39=\"Medium\",$I39=3),Reference!$C$122,(IF(AND($F39=\"High\",$I39=3),Reference!$C$123,(IF(AND($F39=\"Standard\",$I39=4),Reference!$C$124,(IF(AND($F39=\"Medium\",$I39=4),Reference!$C$125,(IF(AND($F39=\"High\",$I39=4),Reference!$C$126,(IF(AND($F39=\"Standard\",$I39=7),Reference!$C$127,(IF(AND($F39=\"Medium\",$I39=7),Reference!$C$128,(IF(AND($F39=\"High\",$I39=7),Reference!$C$129,(IF(AND($F39=\"Standard\",$I39=8),Reference!$C$97,(IF(AND($F39=\"Medium\",$I39=8),Reference!$C$98,(IF(AND($F39=\"High\",$I39=8),Reference!$C$99,(IF(AND($F39=\"Standard\",$I39=9),Reference!$C$130,(IF(AND($F39=\"Medium\",$I39=9),Reference!$C$131,(IF(AND($F39=\"High\",$I39=9),Reference!$C$132,(IF(AND($F39=\"Standard\",$I39=11),Reference!$C$133,(IF(AND($F39=\"Medium\",$I39=11),Reference!$C$134,(IF(AND($F39=\"High\",$I39=11),Reference!$C$135,(IF(AND($F39=\"Standard\",$I39=12),Reference!$C$133,(IF(AND($F39=\"Medium\",$I39=12),Reference!$C$134,(IF(AND($F39=\"High\",$I39=12),Reference!$C$135,(IF(AND($F39=\"Standard\",$I39=13),Reference!$C$136,(IF(AND($F39=\"Medium\",$I39=13),Reference!$C$137,(IF(AND($F39=\"High\",$I39=13),Reference!$C$138,(IF(AND($F39=\"Standard\",$I39=16),Reference!$C$139,(IF(AND($F39=\"Medium\",$I39=16),Reference!$C$140,(IF(AND($F39=\"High\",$I39=16),Reference!$C$141,(IF(AND($F39=\"Standard\",$I39=17),Reference!$C$139,(IF(AND($F39=\"Medium\",$I39=17),Reference!$C$140,(IF(AND($F39=\"High\",$I39=17),Reference!$C$141,(IF(AND($F39=\"Standard\",$I39=18),Reference!$C$142,(IF(AND($F39=\"Medium\",$I39=18),Reference!$C$143,(IF(AND($F39=\"High\",$I39=18),Reference!$C$144,(IF(AND($F39=\"Standard\",$I39=21),Reference!$C$145,(IF(AND($F39=\"Medium\",$I39=21),Reference!$C$146,(IF(AND($F39=\"High\",$I39=21),Reference!$C$147,(IF(AND($F39=\"Standard\",$I39=23),Reference!$C$148,(IF(AND($F39=\"Medium\",$I39=23),Reference!$C$149,(IF(AND($F39=\"High\",$I39=23),Reference!$C$150,0))))))))))))))))))))))))))))))))))))))))))))))))))))))))))))))))))))))))))))))))))))),0)),(IF($G39>0,((IF(AND($F39=\"Standard\",$I39=2),Reference!$C$91,(IF(AND($F39=\"Medium\",$I39=2),Reference!$C$92,(IF(AND($F39=\"High\",$I39=2),Reference!$C$93,(IF(AND($F39=\"Standard\",$I39=3),Reference!$C$91,(IF(AND($F39=\"Medium\",$I39=3),Reference!$C$92,(IF(AND($F39=\"High\",$I39=3),Reference!$C$93,(IF(AND($F39=\"Standard\",$I39=4),Reference!$C$94,(IF(AND($F39=\"Medium\",$I39=4),Reference!$C$95,(IF(AND($F39=\"High\",$I39=4),Reference!$C$96,(IF(AND($F39=\"Standard\",$I39=7),Reference!$C$97,(IF(AND($F39=\"Medium\",$I39=7),Reference!$C$98,(IF(AND($F39=\"High\",$I39=7),Reference!$C$99,(IF(AND($F39=\"Standard\",$I39=8),Reference!$C$97,(IF(AND($F39=\"Medium\",$I39=8),Reference!$C$98,(IF(AND($F39=\"High\",$I39=8),Reference!$C$99,(IF(AND($F39=\"Standard\",$I39=9),Reference!$C$100,(IF(AND($F39=\"Medium\",$I39=9),Reference!$C$101,(IF(AND($F39=\"High\",$I39=9),Reference!$C$102,(IF(AND($F39=\"Standard\",$I39=11),Reference!$C$103,(IF(AND($F39=\"Medium\",$I39=11),Reference!$C$104,(IF(AND($F39=\"High\",$I39=11),Reference!$C$105,(IF(AND($F39=\"Standard\",$I39=12),Reference!$C$103,(IF(AND($F39=\"Medium\",$I39=12),Reference!$C$104,(IF(AND($F39=\"High\",$I39=12),Reference!$C$105,(IF(AND($F39=\"Standard\",$I39=13),Reference!$C$106,(IF(AND($F39=\"Medium\",$I39=13),Reference!$C$107,(IF(AND($F39=\"High\",$I39=13),Reference!$C$108,(IF(AND($F39=\"Standard\",$I39=16),Reference!$C$109,(IF(AND($F39=\"Medium\",$I39=16),Reference!$C$110,(IF(AND($F39=\"High\",$I39=16),Reference!$C$111,(IF(AND($F39=\"Standard\",$I39=17),Reference!$C$109,(IF(AND($F39=\"Medium\",$I39=17),Reference!$C$110,(IF(AND($F39=\"High\",$I39=17),Reference!$C$111,(IF(AND($F39=\"Standard\",$I39=18),Reference!$C$112,(IF(AND($F39=\"Medium\",$I39=18),Reference!$C$113,(IF(AND($F39=\"High\",$I39=18),Reference!$C$114,(IF(AND($F39=\"Standard\",$I39=21),Reference!$C$115,(IF(AND($F39=\"Medium\",$I39=21),Reference!$C$116,(IF(AND($F39=\"High\",$I39=21),Reference!$C$117,(IF(AND($F39=\"Standard\",$I39=23),Reference!$C$118,(IF(AND($F39=\"Medium\",$I39=23),Reference!$C$119,(IF(AND($F39=\"High\",$I39=23),Reference!$C$120,0))))))))))))))))))))))))))))))))))))))))))))))))))))))))))))))))))))))))))))))))))))),0)))","v":0},{"$f":"IF($D$3=\"UL\",(IF($G39>0,((IF(AND($F39=\"Standard\",$I39=2),Reference!$D$121,(IF(AND($F39=\"Medium\",$I39=2),Reference!$D$122,(IF(AND($F39=\"High\",$I39=2),Reference!$D$123,(IF(AND($F39=\"Standard\",$I39=3),Reference!$D$121,(IF(AND($F39=\"Medium\",$I39=3),Reference!$D$122,(IF(AND($F39=\"High\",$I39=3),Reference!$D$123,(IF(AND($F39=\"Standard\",$I39=4),Reference!$D$124,(IF(AND($F39=\"Medium\",$I39=4),Reference!$D$125,(IF(AND($F39=\"High\",$I39=4),Reference!$D$126,(IF(AND($F39=\"Standard\",$I39=7),Reference!$D$127,(IF(AND($F39=\"Medium\",$I39=7),Reference!$D$128,(IF(AND($F39=\"High\",$I39=7),Reference!$D$129,(IF(AND($F39=\"Standard\",$I39=8),Reference!$D$97,(IF(AND($F39=\"Medium\",$I39=8),Reference!$D$98,(IF(AND($F39=\"High\",$I39=8),Reference!$D$99,(IF(AND($F39=\"Standard\",$I39=9),Reference!$D$130,(IF(AND($F39=\"Medium\",$I39=9),Reference!$D$131,(IF(AND($F39=\"High\",$I39=9),Reference!$D$132,(IF(AND($F39=\"Standard\",$I39=11),Reference!$D$133,(IF(AND($F39=\"Medium\",$I39=11),Reference!$D$134,(IF(AND($F39=\"High\",$I39=11),Reference!$D$135,(IF(AND($F39=\"Standard\",$I39=12),Reference!$D$133,(IF(AND($F39=\"Medium\",$I39=12),Reference!$D$134,(IF(AND($F39=\"High\",$I39=12),Reference!$D$135,(IF(AND($F39=\"Standard\",$I39=13),Reference!$D$136,(IF(AND($F39=\"Medium\",$I39=13),Reference!$D$137,(IF(AND($F39=\"High\",$I39=13),Reference!$D$138,(IF(AND($F39=\"Standard\",$I39=16),Reference!$D$139,(IF(AND($F39=\"Medium\",$I39=16),Reference!$D$140,(IF(AND($F39=\"High\",$I39=16),Reference!$D$141,(IF(AND($F39=\"Standard\",$I39=17),Reference!$D$139,(IF(AND($F39=\"Medium\",$I39=17),Reference!$D$140,(IF(AND($F39=\"High\",$I39=17),Reference!$D$141,(IF(AND($F39=\"Standard\",$I39=18),Reference!$D$142,(IF(AND($F39=\"Medium\",$I39=18),Reference!$D$143,(IF(AND($F39=\"High\",$I39=18),Reference!$D$144,(IF(AND($F39=\"Standard\",$I39=21),Reference!$D$145,(IF(AND($F39=\"Medium\",$I39=21),Reference!$D$146,(IF(AND($F39=\"High\",$I39=21),Reference!$D$147,(IF(AND($F39=\"Standard\",$I39=23),Reference!$D$148,(IF(AND($F39=\"Medium\",$I39=23),Reference!$D$149,(IF(AND($F39=\"High\",$I39=23),Reference!$D$150,0))))))))))))))))))))))))))))))))))))))))))))))))))))))))))))))))))))))))))))))))))))),0)),(IF($G39>0,((IF(AND($F39=\"Standard\",$I39=2),Reference!$D$91,(IF(AND($F39=\"Medium\",$I39=2),Reference!$D$92,(IF(AND($F39=\"High\",$I39=2),Reference!$D$93,(IF(AND($F39=\"Standard\",$I39=3),Reference!$D$91,(IF(AND($F39=\"Medium\",$I39=3),Reference!$D$92,(IF(AND($F39=\"High\",$I39=3),Reference!$D$93,(IF(AND($F39=\"Standard\",$I39=4),Reference!$D$94,(IF(AND($F39=\"Medium\",$I39=4),Reference!$D$95,(IF(AND($F39=\"High\",$I39=4),Reference!$D$96,(IF(AND($F39=\"Standard\",$I39=7),Reference!$D$97,(IF(AND($F39=\"Medium\",$I39=7),Reference!$D$98,(IF(AND($F39=\"High\",$I39=7),Reference!$D$99,(IF(AND($F39=\"Standard\",$I39=8),Reference!$D$97,(IF(AND($F39=\"Medium\",$I39=8),Reference!$D$98,(IF(AND($F39=\"High\",$I39=8),Reference!$D$99,(IF(AND($F39=\"Standard\",$I39=9),Reference!$D$100,(IF(AND($F39=\"Medium\",$I39=9),Reference!$D$101,(IF(AND($F39=\"High\",$I39=9),Reference!$D$102,(IF(AND($F39=\"Standard\",$I39=11),Reference!$D$103,(IF(AND($F39=\"Medium\",$I39=11),Reference!$D$104,(IF(AND($F39=\"High\",$I39=11),Reference!$D$105,(IF(AND($F39=\"Standard\",$I39=12),Reference!$D$103,(IF(AND($F39=\"Medium\",$I39=12),Reference!$D$104,(IF(AND($F39=\"High\",$I39=12),Reference!$D$105,(IF(AND($F39=\"Standard\",$I39=13),Reference!$D$106,(IF(AND($F39=\"Medium\",$I39=13),Reference!$D$107,(IF(AND($F39=\"High\",$I39=13),Reference!$D$108,(IF(AND($F39=\"Standard\",$I39=16),Reference!$D$109,(IF(AND($F39=\"Medium\",$I39=16),Reference!$D$110,(IF(AND($F39=\"High\",$I39=16),Reference!$D$111,(IF(AND($F39=\"Standard\",$I39=17),Reference!$D$109,(IF(AND($F39=\"Medium\",$I39=17),Reference!$D$110,(IF(AND($F39=\"High\",$I39=17),Reference!$D$111,(IF(AND($F39=\"Standard\",$I39=18),Reference!$D$112,(IF(AND($F39=\"Medium\",$I39=18),Reference!$D$113,(IF(AND($F39=\"High\",$I39=18),Reference!$D$114,(IF(AND($F39=\"Standard\",$I39=21),Reference!$D$115,(IF(AND($F39=\"Medium\",$I39=21),Reference!$D$116,(IF(AND($F39=\"High\",$I39=21),Reference!$D$117,(IF(AND($F39=\"Standard\",$I39=23),Reference!$D$118,(IF(AND($F39=\"Medium\",$I39=23),Reference!$D$119,(IF(AND($F39=\"High\",$I39=23),Reference!$D$120,0))))))))))))))))))))))))))))))))))))))))))))))))))))))))))))))))))))))))))))))))))))),0)))","v":0},0,0,0,null,"No",0,0,0,0,{"$f":"IF($AN39=\"Yes\",IF($AO39=1,Reference!#REF!,IF($AO39=2,Reference!#REF!,IF($AO39=3,Reference!#REF!,0))),(IF($AP39=1,IF($AR39=2,Reference!$C$194,IF($AR39=3,Reference!$C$196,IF($AR39=4,Reference!$C$198,0))),IF($AP39=2,IF($AR39=3,Reference!$C$195,IF($AR39=4,Reference!$C$197,IF($AR39=5,Reference!$C$199,0))),0))))","v":0},{"$f":"IF(AN39=\"Yes\",IF($AO39=1,Reference!#REF!,IF($AO39=2,Reference!#REF!,IF($AO39=3,Reference!#REF!,0))),(IF($AP39=1,IF($AR39=2,Reference!$E$194,IF($AR39=3,Reference!$E$196,IF($AR39=4,Reference!$E$198,0))),IF($AP39=2,IF($AR39=3,Reference!$E$195,IF($AR39=4,Reference!$E$197,IF($AR39=5,Reference!$E$199,0))),0))))","v":0},{"$f":"IF($AN39=\"Yes\",IF($AO39=1,Reference!#REF!,IF($AO39=2,Reference!#REF!,IF($AO39=3,Reference!#REF!,0))),(IF($AP39=1,IF($AR39=2,Reference!$D$194,IF($AR39=3,Reference!$D$196,IF($AR39=4,Reference!$D$198,0))),IF($AP39=2,IF($AR39=3,Reference!$D$195,IF($AR39=4,Reference!$D$197,IF($AR39=5,Reference!$D$199,0))),0))))","v":0},0,null,0,0,null,{"$f":"IF($AX39=\"Yes\",(IF($AZ39=\"NU2\",Reference!$B$221,IF($AZ39=\"NU2D\",Reference!$B$222,IF($AZ39=\"NU5N\",Reference!$B$223,IF($AZ39=\"NU5DN\",Reference!$B$224,IF($AZ39=\"NU5DOData\",Reference!$B$225,IF($AZ39=\"NU5DOFD\",Reference!$B$227,\"\"))))))),0)","v":0},{"$f":"IF($AX39=\"Yes\",(IF($AZ39=\"NU2\",Reference!$D$221,IF($AZ39=\"NU2D\",Reference!$D$222,IF($AZ39=\"NU5N\",Reference!$D$223,IF($AZ39=\"NU5DN\",Reference!$D$224,IF($AZ39=\"NU5DOData\",Reference!$D$225,IF($AZ39=\"NU5DOFD\",Reference!$D$227,0))))))),0)","v":0},{"$f":"IF($AX39=\"Yes\",(IF($AZ39=\"NU2\",Reference!$E$221,IF($AZ39=\"NU2D\",Reference!$E$222,IF($AZ39=\"NU5N\",Reference!$E$223,IF($AZ39=\"NU5DN\",Reference!$E$224,IF($AZ39=\"NU5DOData\",Reference!$E$225,IF($AZ39=\"NU5DOFD\",Reference!$E$227,IF($AZ39=\"NU5DF\",Reference!$E$226,0)))))))),0)","v":0},null,null,null,0,{"$f":"IF($BE39=\"AD-10-1960\",Reference!$G$232,IF($BE39=\"AD-10-1963\",Reference!$G$233,IF($BE39=\"AD-10-1966\",Reference!$G$237,IF($BE39=\"AD-10-1975\",Reference!$G$237,IF($BE39=\"AD-10-1980\",Reference!$G$238,IF($BE39=\"AD-10-2000\",Reference!$G$235,IF($BE39=\"AD-10-2010\",Reference!$G$236,\"\")))))))","v":""},{"$f":"IF($BE39=\"AD-10-1960\",Reference!$F$232,IF($BE39=\"AD-10-1963\",Reference!$F$233,IF($BE39=\"AD-10-1966\",Reference!$F$237,IF($BE39=\"AD-10-1975\",Reference!$F$237,IF($BE39=\"AD-10-1980\",Reference!$F$238,IF($BE39=\"AD-10-2000\",Reference!$F$235,IF($BE39=\"AD-10-2010\",Reference!$F$236,\"\")))))))","v":""},{"$f":"IF($BE39=\"AD-10-1960\",Reference!$E$232,IF($BE39=\"AD-10-1963\",Reference!$E$233,IF($BE39=\"AD-10-1966\",Reference!$E$237,IF($BE39=\"AD-10-1975\",Reference!$E$237,IF($BE39=\"AD-10-1980\",Reference!$E$238,IF($BE39=\"AD-10-2000\",Reference!$E$235,IF($BE39=\"AD-10-2010\",Reference!$E$236,\"\")))))))","v":""},null,0,{"$f":"(IF($D39>0,(IF($BL39=\"AD-05-5400\",'Battery Consumption'!$D$5,IF($BL39=\"AD-05-5410\",'Battery Consumption'!$D$6,IF($BL39=\"AD-05-5405\",'Battery Consumption'!$D$7,IF($BL39=\"AD-05-5415\",'Battery Consumption'!$D$8,IF($BL39=\"AD-05-5425\",'Battery Consumption'!$D$9,IF($BL39=\"AD-05-5420\",'Battery Consumption'!$D$10,IF($BL39=\"AD-05-5430\",'Battery Consumption'!$D$11,IF($BL39=\"AD-05-5440\",'Battery Consumption'!$D$12,IF($BL39=\"AD-05-5435\",'Battery Consumption'!$D$13,IF($BL39=\"AD-05-5445\",'Battery Consumption'!$D$14,IF($BL39=\"AD-05-5455\",'Battery Consumption'!$D$15,IF($BL39=\"AD-05-5450\",'Battery Consumption'!$D$16,IF($BL39=\"AD-05-5460\",'Battery Consumption'!$D$17,IF($BL39=\"AD-05-5465\",'Battery Consumption'!$D$18,IF($BL39=\"AD-05-5470\",'Battery Consumption'!$D$19,IF($BL39=\"AD-05-5401\",'Battery Consumption'!$D$20,IF($BL39=\"AD-05-5413\",'Battery Consumption'!$D$21,IF($BL39=\"AD-05-5406\",'Battery Consumption'!$D$22,IF($BL39=\"AD-05-5416\",'Battery Consumption'!$D$23,IF($BL39=\"AD-05-5426\",'Battery Consumption'!$D$24,IF($BL39=\"AD-05-5421\",'Battery Consumption'!$D$25,IF($BL39=\"AD-05-5432\",'Battery Consumption'!$D$26,IF($BL39=\"AD-05-5441\",'Battery Consumption'!$D$27,IF($BL39=\"AD-05-5437\",'Battery Consumption'!$D$28,IF($BL39=\"AD-05-5446\",'Battery Consumption'!$D$29,IF($BL39=\"AD-05-5456\",'Battery Consumption'!$D$30,IF($BL39=\"AD-05-5451\",'Battery Consumption'!$D$31,IF($BL39=\"AD-05-5461\",'Battery Consumption'!$D$32,IF($BL39=\"AD-05-5471\",'Battery Consumption'!$D$33,IF($BL39=\"AD-05-5466\",'Battery Consumption'!$D$34,0))))))))))))))))))))))))))))))),0))","v":0},0,{"$f":"(IF($D39>0,(IF($BL39=\"AD-05-5400\",'Battery Consumption'!$E$5,IF($BL39=\"AD-05-5410\",'Battery Consumption'!$E$6,IF($BL39=\"AD-05-5405\",'Battery Consumption'!$E$7,IF($BL39=\"AD-05-5415\",'Battery Consumption'!$E$8,IF($BL39=\"AD-05-5425\",'Battery Consumption'!$E$9,IF($BL39=\"AD-05-5420\",'Battery Consumption'!$E$10,IF($BL39=\"AD-05-5430\",'Battery Consumption'!$E$11,IF($BL39=\"AD-05-5440\",'Battery Consumption'!$E$12,IF($BL39=\"AD-05-5435\",'Battery Consumption'!$E$13,IF($BL39=\"AD-05-5445\",'Battery Consumption'!$E$14,IF($BL39=\"AD-05-5455\",'Battery Consumption'!$E$15,IF($BL39=\"AD-05-5450\",'Battery Consumption'!$E$16,IF($BL39=\"AD-05-5460\",'Battery Consumption'!$E$17,IF($BL39=\"AD-05-5465\",'Battery Consumption'!$E$18,IF($BL39=\"AD-05-5470\",'Battery Consumption'!$E$19,IF($BL39=\"AD-05-5401\",'Battery Consumption'!$E$20,IF($BL39=\"AD-05-5413\",'Battery Consumption'!$E$21,IF($BL39=\"AD-05-5406\",'Battery Consumption'!$E$22,IF($BL39=\"AD-05-5416\",'Battery Consumption'!$E$23,IF($BL39=\"AD-05-5426\",'Battery Consumption'!$E$24,IF($BL39=\"AD-05-5421\",'Battery Consumption'!$E$25,IF($BL39=\"AD-05-5432\",'Battery Consumption'!$E$26,IF($BL39=\"AD-05-5441\",'Battery Consumption'!$E$27,IF($BL39=\"AD-05-5437\",'Battery Consumption'!$E$28,IF($BL39=\"AD-05-5446\",'Battery Consumption'!$E$29,IF($BL39=\"AD-05-5456\",'Battery Consumption'!$E$30,IF($BL39=\"AD-05-5451\",'Battery Consumption'!$E$31,IF($BL39=\"AD-05-5461\",'Battery Consumption'!$E$32,IF($BL39=\"AD-05-5471\",'Battery Consumption'!$E$33,IF($BL39=\"AD-05-5466\",'Battery Consumption'!$E$34,0))))))))))))))))))))))))))))))),0))","v":0},0,0,{"$f":"IF($D39>0,(IF($BQ39<12,Reference!$J$259,IF($BQ39<24,Reference!$J$260,IF($BQ39<65,Reference!$J$260,\"Get your own\")))),0)","v":0},{"$f":"IF($D39>0,(IF($BQ39<12,Reference!$F$259,IF($BQ39<24,Reference!$F$260,IF($BQ39<65,Reference!$F$260,\"Get your own\")))),0)","v":0},{"$f":"IF($D39>0,(IF($BQ39<12,Reference!$H$259,IF($BQ39<24,Reference!$H$260,IF($BQ39<65,Reference!$H$260,\"Get your own\")))),0)","v":0},null,0,null,null,"AD-10-5400","FM-Medium :Std/SL-ProSens -DM-TP-10-L-U ",{"$f":"SUMIF($AH$7:$AH$44,BY39, $AJ$7:$AJ$44)","v":0},"FM"]
[34,null,null,null,null,null,0,0,0,0,0,0,0,0,0,null,{"$f":"IF($D$3=\"UL\",(IF(AND($G40=1,$H40=1),Reference!$C$53,IF(AND($G40=2,$H40=1),Reference!$C$54,IF(AND($G40=3,$H40=1),Reference!$C$55,IF(AND($G40=1,$H40=2),Reference!$C$56,IF(AND($G40=2,$H40=2),Reference!$C$57,IF(AND($G40=3,$H40=2),Reference!$C$58,IF(AND($G40=1,$H40=3),Reference!$C$59,IF(AND($G40=2,$H40=3),Reference!$C$60,IF(AND($G40=3,$H40=3),Reference!$C$61,IF(AND($G40=1,$H40=4),Reference!$C$62,IF(AND($G40=2,$H40=4),Reference!$C$63,IF(AND($G40=3,$H40=4),Reference!$C$64,IF(AND($G40=1,$H40=5),Reference!$C$65,IF(AND($G40=2,$H40=5),Reference!$C$66,IF(AND($G40=3,$H40=5),Reference!$C$67,0)))))))))))))))),(IF(AND($G40=1,$H40=1),Reference!$C$38,IF(AND($G40=2,$H40=1),Reference!$C$39,IF(AND($G40=3,$H40=1),Reference!$C$40,IF(AND($G40=1,$H40=2),Reference!$C$41,IF(AND($G40=2,$H40=2),Reference!$C$42,IF(AND($G40=3,$H40=2),Reference!$C$43,IF(AND($G40=1,$H40=3),Reference!$C$44,IF(AND($G40=2,$H40=3),Reference!$C$45,IF(AND($G40=3,$H40=3),Reference!$C$46,IF(AND($G40=1,$H40=4),Reference!$C$47,IF(AND($G40=2,$H40=4),Reference!$C$48,IF(AND($G40=3,$H40=4),Reference!$C$49,IF(AND($G40=1,$H40=5),Reference!$C$50,IF(AND($G40=2,$H40=5),Reference!$C$51,IF(AND($G40=3,$H40=5),Reference!$C$52,0)))))))))))))))))","v":0},{"$f":"IF($D$3=\"UL\",(IF(AND($G40=1,$H40=1),Reference!$B$53,IF(AND($G40=2,$H40=1),Reference!$B$54,IF(AND($G40=3,$H40=1),Reference!$B$55,IF(AND($G40=1,$H40=2),Reference!$B$56,IF(AND($G40=2,$H40=2),Reference!$B$57,IF(AND($G40=3,$H40=2),Reference!$B$58,IF(AND($G40=1,$H40=3),Reference!$B$59,IF(AND($G40=2,$H40=3),Reference!$B$60,IF(AND($G40=3,$H40=3),Reference!$B$61,IF(AND($G40=1,$H40=4),Reference!$B$62,IF(AND($G40=2,$H40=4),Reference!$B$63,IF(AND($G40=3,$H40=4),Reference!$B$64,IF(AND($G40=1,$H40=5),Reference!$B$65,IF(AND($G40=2,$H40=5),Reference!$B$66,IF(AND($G40=3,$H40=5),Reference!$B$67,0)))))))))))))))),(IF(AND($G40=1,$H40=1),Reference!$B$38,IF(AND($G40=2,$H40=1),Reference!$B$39,IF(AND($G40=3,$H40=1),Reference!$B$40,IF(AND($G40=1,$H40=2),Reference!$B$41,IF(AND($G40=2,$H40=2),Reference!$B$42,IF(AND($G40=3,$H40=2),Reference!$B$43,IF(AND($G40=1,$H40=3),Reference!$B$44,IF(AND($G40=2,$H40=3),Reference!$B$45,IF(AND($G40=3,$H40=3),Reference!$B$46,IF(AND($G40=1,$H40=4),Reference!$B$47,IF(AND($G40=2,$H40=4),Reference!$B$48,IF(AND($G40=3,$H40=4),Reference!$B$49,IF(AND($G40=1,$H40=5),Reference!$B$50,IF(AND($G40=2,$H40=5),Reference!$B$51,IF(AND($G40=3,$H40=5),Reference!$B$52,0)))))))))))))))))","v":0},0,0,null,0,0,null,null,null,null,null,0,0,null,null,{"$f":"IF($D$3=\"UL\",(IF($G40>0,((IF(AND($F40=\"Standard\",$I40=2),Reference!$B$121,(IF(AND($F40=\"Medium\",$I40=2),Reference!$B$122,(IF(AND($F40=\"High\",$I40=2),Reference!$B$123,(IF(AND($F40=\"Standard\",$I40=3),Reference!$B$121,(IF(AND($F40=\"Medium\",$I40=3),Reference!$B$122,(IF(AND($F40=\"High\",$I40=3),Reference!$B$123,(IF(AND($F40=\"Standard\",$I40=4),Reference!$B$124,(IF(AND($F40=\"Medium\",$I40=4),Reference!$B$125,(IF(AND($F40=\"High\",$I40=4),Reference!$B$126,(IF(AND($F40=\"Standard\",$I40=7),Reference!$B$127,(IF(AND($F40=\"Medium\",$I40=7),Reference!$B$128,(IF(AND($F40=\"High\",$I40=7),Reference!$B$129,(IF(AND($F40=\"Standard\",$I40=8),Reference!$B$97,(IF(AND($F40=\"Medium\",$I40=8),Reference!$B$98,(IF(AND($F40=\"High\",$I40=8),Reference!$B$99,(IF(AND($F40=\"Standard\",$I40=9),Reference!$B$130,(IF(AND($F40=\"Medium\",$I40=9),Reference!$B$131,(IF(AND($F40=\"High\",$I40=9),Reference!$B$132,(IF(AND($F40=\"Standard\",$I40=11),Reference!$B$133,(IF(AND($F40=\"Medium\",$I40=11),Reference!$B$134,(IF(AND($F40=\"High\",$I40=11),Reference!$B$135,(IF(AND($F40=\"Standard\",$I40=12),Reference!$B$133,(IF(AND($F40=\"Medium\",$I40=12),Reference!$B$134,(IF(AND($F40=\"High\",$I40=12),Reference!$B$135,(IF(AND($F40=\"Standard\",$I40=13),Reference!$B$136,(IF(AND($F40=\"Medium\",$I40=13),Reference!$B$137,(IF(AND($F40=\"High\",$I40=13),Reference!$B$138,(IF(AND($F40=\"Standard\",$I40=16),Reference!$B$139,(IF(AND($F40=\"Medium\",$I40=16),Reference!$B$140,(IF(AND($F40=\"High\",$I40=16),Reference!$B$141,(IF(AND($F40=\"Standard\",$I40=17),Reference!$B$139,(IF(AND($F40=\"Medium\",$I40=17),Reference!$B$140,(IF(AND($F40=\"High\",$I40=17),Reference!$B$141,(IF(AND($F40=\"Standard\",$I40=18),Reference!$B$142,(IF(AND($F40=\"Medium\",$I40=18),Reference!$B$143,(IF(AND($F40=\"High\",$I40=18),Reference!$B$144,(IF(AND($F40=\"Standard\",$I40=21),Reference!$B$145,(IF(AND($F40=\"Medium\",$I40=21),Reference!$B$146,(IF(AND($F40=\"High\",$I40=21),Reference!$B$147,(IF(AND($F40=\"Standard\",$I40=23),Reference!$B$148,(IF(AND($F40=\"Medium\",$I40=23),Reference!$B$149,(IF(AND($F40=\"High\",$I40=23),Reference!$B$150,0))))))))))))))))))))))))))))))))))))))))))))))))))))))))))))))))))))))))))))))))))))),0)),(IF($G40>0,((IF(AND($F40=\"Standard\",$I40=2),Reference!$B$91,(IF(AND($F40=\"Medium\",$I40=2),Reference!$B$92,(IF(AND($F40=\"High\",$I40=2),Reference!$B$93,(IF(AND($F40=\"Standard\",$I40=3),Reference!$B$91,(IF(AND($F40=\"Medium\",$I40=3),Reference!$B$92,(IF(AND($F40=\"High\",$I40=3),Reference!$B$93,(IF(AND($F40=\"Standard\",$I40=4),Reference!$B$94,(IF(AND($F40=\"Medium\",$I40=4),Reference!$B$95,(IF(AND($F40=\"High\",$I40=4),Reference!$B$96,(IF(AND($F40=\"Standard\",$I40=7),Reference!$B$97,(IF(AND($F40=\"Medium\",$I40=7),Reference!$B$98,(IF(AND($F40=\"High\",$I40=7),Reference!$B$99,(IF(AND($F40=\"Standard\",$I40=8),Reference!$B$97,(IF(AND($F40=\"Medium\",$I40=8),Reference!$B$98,(IF(AND($F40=\"High\",$I40=8),Reference!$B$99,(IF(AND($F40=\"Standard\",$I40=9),Reference!$B$100,(IF(AND($F40=\"Medium\",$I40=9),Reference!$B$101,(IF(AND($F40=\"High\",$I40=9),Reference!$B$102,(IF(AND($F40=\"Standard\",$I40=11),Reference!$B$103,(IF(AND($F40=\"Medium\",$I40=11),Reference!$B$104,(IF(AND($F40=\"High\",$I40=11),Reference!$B$105,(IF(AND($F40=\"Standard\",$I40=12),Reference!$B$103,(IF(AND($F40=\"Medium\",$I40=12),Reference!$B$104,(IF(AND($F40=\"High\",$I40=12),Reference!$B$105,(IF(AND($F40=\"Standard\",$I40=13),Reference!$B$106,(IF(AND($F40=\"Medium\",$I40=13),Reference!$B$107,(IF(AND($F40=\"High\",$I40=13),Reference!$B$108,(IF(AND($F40=\"Standard\",$I40=16),Reference!$B$109,(IF(AND($F40=\"Medium\",$I40=16),Reference!$B$110,(IF(AND($F40=\"High\",$I40=16),Reference!$B$111,(IF(AND($F40=\"Standard\",$I40=17),Reference!$B$109,(IF(AND($F40=\"Medium\",$I40=17),Reference!$B$110,(IF(AND($F40=\"High\",$I40=17),Reference!$B$111,(IF(AND($F40=\"Standard\",$I40=18),Reference!$B$112,(IF(AND($F40=\"Medium\",$I40=18),Reference!$B$113,(IF(AND($F40=\"High\",$I40=18),Reference!$B$114,(IF(AND($F40=\"Standard\",$I40=21),Reference!$B$115,(IF(AND($F40=\"Medium\",$I40=21),Reference!$B$116,(IF(AND($F40=\"High\",$I40=21),Reference!$B$117,(IF(AND($F40=\"Standard\",$I40=23),Reference!$B$118,(IF(AND($F40=\"Medium\",$I40=23),Reference!$B$119,(IF(AND($F40=\"High\",$I40=23),Reference!$B$120,0))))))))))))))))))))))))))))))))))))))))))))))))))))))))))))))))))))))))))))))))))))),0)))","v":0},{"$f":"IF($D$3=\"UL\",(IF($G40>0,((IF(AND($F40=\"Standard\",$I40=2),Reference!$C$121,(IF(AND($F40=\"Medium\",$I40=2),Reference!$C$122,(IF(AND($F40=\"High\",$I40=2),Reference!$C$123,(IF(AND($F40=\"Standard\",$I40=3),Reference!$C$121,(IF(AND($F40=\"Medium\",$I40=3),Reference!$C$122,(IF(AND($F40=\"High\",$I40=3),Reference!$C$123,(IF(AND($F40=\"Standard\",$I40=4),Reference!$C$124,(IF(AND($F40=\"Medium\",$I40=4),Reference!$C$125,(IF(AND($F40=\"High\",$I40=4),Reference!$C$126,(IF(AND($F40=\"Standard\",$I40=7),Reference!$C$127,(IF(AND($F40=\"Medium\",$I40=7),Reference!$C$128,(IF(AND($F40=\"High\",$I40=7),Reference!$C$129,(IF(AND($F40=\"Standard\",$I40=8),Reference!$C$97,(IF(AND($F40=\"Medium\",$I40=8),Reference!$C$98,(IF(AND($F40=\"High\",$I40=8),Reference!$C$99,(IF(AND($F40=\"Standard\",$I40=9),Reference!$C$130,(IF(AND($F40=\"Medium\",$I40=9),Reference!$C$131,(IF(AND($F40=\"High\",$I40=9),Reference!$C$132,(IF(AND($F40=\"Standard\",$I40=11),Reference!$C$133,(IF(AND($F40=\"Medium\",$I40=11),Reference!$C$134,(IF(AND($F40=\"High\",$I40=11),Reference!$C$135,(IF(AND($F40=\"Standard\",$I40=12),Reference!$C$133,(IF(AND($F40=\"Medium\",$I40=12),Reference!$C$134,(IF(AND($F40=\"High\",$I40=12),Reference!$C$135,(IF(AND($F40=\"Standard\",$I40=13),Reference!$C$136,(IF(AND($F40=\"Medium\",$I40=13),Reference!$C$137,(IF(AND($F40=\"High\",$I40=13),Reference!$C$138,(IF(AND($F40=\"Standard\",$I40=16),Reference!$C$139,(IF(AND($F40=\"Medium\",$I40=16),Reference!$C$140,(IF(AND($F40=\"High\",$I40=16),Reference!$C$141,(IF(AND($F40=\"Standard\",$I40=17),Reference!$C$139,(IF(AND($F40=\"Medium\",$I40=17),Reference!$C$140,(IF(AND($F40=\"High\",$I40=17),Reference!$C$141,(IF(AND($F40=\"Standard\",$I40=18),Reference!$C$142,(IF(AND($F40=\"Medium\",$I40=18),Reference!$C$143,(IF(AND($F40=\"High\",$I40=18),Reference!$C$144,(IF(AND($F40=\"Standard\",$I40=21),Reference!$C$145,(IF(AND($F40=\"Medium\",$I40=21),Reference!$C$146,(IF(AND($F40=\"High\",$I40=21),Reference!$C$147,(IF(AND($F40=\"Standard\",$I40=23),Reference!$C$148,(IF(AND($F40=\"Medium\",$I40=23),Reference!$C$149,(IF(AND($F40=\"High\",$I40=23),Reference!$C$150,0))))))))))))))))))))))))))))))))))))))))))))))))))))))))))))))))))))))))))))))))))))),0)),(IF($G40>0,((IF(AND($F40=\"Standard\",$I40=2),Reference!$C$91,(IF(AND($F40=\"Medium\",$I40=2),Reference!$C$92,(IF(AND($F40=\"High\",$I40=2),Reference!$C$93,(IF(AND($F40=\"Standard\",$I40=3),Reference!$C$91,(IF(AND($F40=\"Medium\",$I40=3),Reference!$C$92,(IF(AND($F40=\"High\",$I40=3),Reference!$C$93,(IF(AND($F40=\"Standard\",$I40=4),Reference!$C$94,(IF(AND($F40=\"Medium\",$I40=4),Reference!$C$95,(IF(AND($F40=\"High\",$I40=4),Reference!$C$96,(IF(AND($F40=\"Standard\",$I40=7),Reference!$C$97,(IF(AND($F40=\"Medium\",$I40=7),Reference!$C$98,(IF(AND($F40=\"High\",$I40=7),Reference!$C$99,(IF(AND($F40=\"Standard\",$I40=8),Reference!$C$97,(IF(AND($F40=\"Medium\",$I40=8),Reference!$C$98,(IF(AND($F40=\"High\",$I40=8),Reference!$C$99,(IF(AND($F40=\"Standard\",$I40=9),Reference!$C$100,(IF(AND($F40=\"Medium\",$I40=9),Reference!$C$101,(IF(AND($F40=\"High\",$I40=9),Reference!$C$102,(IF(AND($F40=\"Standard\",$I40=11),Reference!$C$103,(IF(AND($F40=\"Medium\",$I40=11),Reference!$C$104,(IF(AND($F40=\"High\",$I40=11),Reference!$C$105,(IF(AND($F40=\"Standard\",$I40=12),Reference!$C$103,(IF(AND($F40=\"Medium\",$I40=12),Reference!$C$104,(IF(AND($F40=\"High\",$I40=12),Reference!$C$105,(IF(AND($F40=\"Standard\",$I40=13),Reference!$C$106,(IF(AND($F40=\"Medium\",$I40=13),Reference!$C$107,(IF(AND($F40=\"High\",$I40=13),Reference!$C$108,(IF(AND($F40=\"Standard\",$I40=16),Reference!$C$109,(IF(AND($F40=\"Medium\",$I40=16),Reference!$C$110,(IF(AND($F40=\"High\",$I40=16),Reference!$C$111,(IF(AND($F40=\"Standard\",$I40=17),Reference!$C$109,(IF(AND($F40=\"Medium\",$I40=17),Reference!$C$110,(IF(AND($F40=\"High\",$I40=17),Reference!$C$111,(IF(AND($F40=\"Standard\",$I40=18),Reference!$C$112,(IF(AND($F40=\"Medium\",$I40=18),Reference!$C$113,(IF(AND($F40=\"High\",$I40=18),Reference!$C$114,(IF(AND($F40=\"Standard\",$I40=21),Reference!$C$115,(IF(AND($F40=\"Medium\",$I40=21),Reference!$C$116,(IF(AND($F40=\"High\",$I40=21),Reference!$C$117,(IF(AND($F40=\"Standard\",$I40=23),Reference!$C$118,(IF(AND($F40=\"Medium\",$I40=23),Reference!$C$119,(IF(AND($F40=\"High\",$I40=23),Reference!$C$120,0))))))))))))))))))))))))))))))))))))))))))))))))))))))))))))))))))))))))))))))))))))),0)))","v":0},{"$f":"IF($D$3=\"UL\",(IF($G40>0,((IF(AND($F40=\"Standard\",$I40=2),Reference!$D$121,(IF(AND($F40=\"Medium\",$I40=2),Reference!$D$122,(IF(AND($F40=\"High\",$I40=2),Reference!$D$123,(IF(AND($F40=\"Standard\",$I40=3),Reference!$D$121,(IF(AND($F40=\"Medium\",$I40=3),Reference!$D$122,(IF(AND($F40=\"High\",$I40=3),Reference!$D$123,(IF(AND($F40=\"Standard\",$I40=4),Reference!$D$124,(IF(AND($F40=\"Medium\",$I40=4),Reference!$D$125,(IF(AND($F40=\"High\",$I40=4),Reference!$D$126,(IF(AND($F40=\"Standard\",$I40=7),Reference!$D$127,(IF(AND($F40=\"Medium\",$I40=7),Reference!$D$128,(IF(AND($F40=\"High\",$I40=7),Reference!$D$129,(IF(AND($F40=\"Standard\",$I40=8),Reference!$D$97,(IF(AND($F40=\"Medium\",$I40=8),Reference!$D$98,(IF(AND($F40=\"High\",$I40=8),Reference!$D$99,(IF(AND($F40=\"Standard\",$I40=9),Reference!$D$130,(IF(AND($F40=\"Medium\",$I40=9),Reference!$D$131,(IF(AND($F40=\"High\",$I40=9),Reference!$D$132,(IF(AND($F40=\"Standard\",$I40=11),Reference!$D$133,(IF(AND($F40=\"Medium\",$I40=11),Reference!$D$134,(IF(AND($F40=\"High\",$I40=11),Reference!$D$135,(IF(AND($F40=\"Standard\",$I40=12),Reference!$D$133,(IF(AND($F40=\"Medium\",$I40=12),Reference!$D$134,(IF(AND($F40=\"High\",$I40=12),Reference!$D$135,(IF(AND($F40=\"Standard\",$I40=13),Reference!$D$136,(IF(AND($F40=\"Medium\",$I40=13),Reference!$D$137,(IF(AND($F40=\"High\",$I40=13),Reference!$D$138,(IF(AND($F40=\"Standard\",$I40=16),Reference!$D$139,(IF(AND($F40=\"Medium\",$I40=16),Reference!$D$140,(IF(AND($F40=\"High\",$I40=16),Reference!$D$141,(IF(AND($F40=\"Standard\",$I40=17),Reference!$D$139,(IF(AND($F40=\"Medium\",$I40=17),Reference!$D$140,(IF(AND($F40=\"High\",$I40=17),Reference!$D$141,(IF(AND($F40=\"Standard\",$I40=18),Reference!$D$142,(IF(AND($F40=\"Medium\",$I40=18),Reference!$D$143,(IF(AND($F40=\"High\",$I40=18),Reference!$D$144,(IF(AND($F40=\"Standard\",$I40=21),Reference!$D$145,(IF(AND($F40=\"Medium\",$I40=21),Reference!$D$146,(IF(AND($F40=\"High\",$I40=21),Reference!$D$147,(IF(AND($F40=\"Standard\",$I40=23),Reference!$D$148,(IF(AND($F40=\"Medium\",$I40=23),Reference!$D$149,(IF(AND($F40=\"High\",$I40=23),Reference!$D$150,0))))))))))))))))))))))))))))))))))))))))))))))))))))))))))))))))))))))))))))))))))))),0)),(IF($G40>0,((IF(AND($F40=\"Standard\",$I40=2),Reference!$D$91,(IF(AND($F40=\"Medium\",$I40=2),Reference!$D$92,(IF(AND($F40=\"High\",$I40=2),Reference!$D$93,(IF(AND($F40=\"Standard\",$I40=3),Reference!$D$91,(IF(AND($F40=\"Medium\",$I40=3),Reference!$D$92,(IF(AND($F40=\"High\",$I40=3),Reference!$D$93,(IF(AND($F40=\"Standard\",$I40=4),Reference!$D$94,(IF(AND($F40=\"Medium\",$I40=4),Reference!$D$95,(IF(AND($F40=\"High\",$I40=4),Reference!$D$96,(IF(AND($F40=\"Standard\",$I40=7),Reference!$D$97,(IF(AND($F40=\"Medium\",$I40=7),Reference!$D$98,(IF(AND($F40=\"High\",$I40=7),Reference!$D$99,(IF(AND($F40=\"Standard\",$I40=8),Reference!$D$97,(IF(AND($F40=\"Medium\",$I40=8),Reference!$D$98,(IF(AND($F40=\"High\",$I40=8),Reference!$D$99,(IF(AND($F40=\"Standard\",$I40=9),Reference!$D$100,(IF(AND($F40=\"Medium\",$I40=9),Reference!$D$101,(IF(AND($F40=\"High\",$I40=9),Reference!$D$102,(IF(AND($F40=\"Standard\",$I40=11),Reference!$D$103,(IF(AND($F40=\"Medium\",$I40=11),Reference!$D$104,(IF(AND($F40=\"High\",$I40=11),Reference!$D$105,(IF(AND($F40=\"Standard\",$I40=12),Reference!$D$103,(IF(AND($F40=\"Medium\",$I40=12),Reference!$D$104,(IF(AND($F40=\"High\",$I40=12),Reference!$D$105,(IF(AND($F40=\"Standard\",$I40=13),Reference!$D$106,(IF(AND($F40=\"Medium\",$I40=13),Reference!$D$107,(IF(AND($F40=\"High\",$I40=13),Reference!$D$108,(IF(AND($F40=\"Standard\",$I40=16),Reference!$D$109,(IF(AND($F40=\"Medium\",$I40=16),Reference!$D$110,(IF(AND($F40=\"High\",$I40=16),Reference!$D$111,(IF(AND($F40=\"Standard\",$I40=17),Reference!$D$109,(IF(AND($F40=\"Medium\",$I40=17),Reference!$D$110,(IF(AND($F40=\"High\",$I40=17),Reference!$D$111,(IF(AND($F40=\"Standard\",$I40=18),Reference!$D$112,(IF(AND($F40=\"Medium\",$I40=18),Reference!$D$113,(IF(AND($F40=\"High\",$I40=18),Reference!$D$114,(IF(AND($F40=\"Standard\",$I40=21),Reference!$D$115,(IF(AND($F40=\"Medium\",$I40=21),Reference!$D$116,(IF(AND($F40=\"High\",$I40=21),Reference!$D$117,(IF(AND($F40=\"Standard\",$I40=23),Reference!$D$118,(IF(AND($F40=\"Medium\",$I40=23),Reference!$D$119,(IF(AND($F40=\"High\",$I40=23),Reference!$D$120,0))))))))))))))))))))))))))))))))))))))))))))))))))))))))))))))))))))))))))))))))))))),0)))","v":0},0,0,0,null,"No",0,0,0,0,{"$f":"IF($AN40=\"Yes\",IF($AO40=1,Reference!#REF!,IF($AO40=2,Reference!#REF!,IF($AO40=3,Reference!#REF!,0))),(IF($AP40=1,IF($AR40=2,Reference!$C$194,IF($AR40=3,Reference!$C$196,IF($AR40=4,Reference!$C$198,0))),IF($AP40=2,IF($AR40=3,Reference!$C$195,IF($AR40=4,Reference!$C$197,IF($AR40=5,Reference!$C$199,0))),0))))","v":0},{"$f":"IF(AN40=\"Yes\",IF($AO40=1,Reference!#REF!,IF($AO40=2,Reference!#REF!,IF($AO40=3,Reference!#REF!,0))),(IF($AP40=1,IF($AR40=2,Reference!$E$194,IF($AR40=3,Reference!$E$196,IF($AR40=4,Reference!$E$198,0))),IF($AP40=2,IF($AR40=3,Reference!$E$195,IF($AR40=4,Reference!$E$197,IF($AR40=5,Reference!$E$199,0))),0))))","v":0},{"$f":"IF($AN40=\"Yes\",IF($AO40=1,Reference!#REF!,IF($AO40=2,Reference!#REF!,IF($AO40=3,Reference!#REF!,0))),(IF($AP40=1,IF($AR40=2,Reference!$D$194,IF($AR40=3,Reference!$D$196,IF($AR40=4,Reference!$D$198,0))),IF($AP40=2,IF($AR40=3,Reference!$D$195,IF($AR40=4,Reference!$D$197,IF($AR40=5,Reference!$D$199,0))),0))))","v":0},0,null,0,0,null,{"$f":"IF($AX40=\"Yes\",(IF($AZ40=\"NU2\",Reference!$B$221,IF($AZ40=\"NU2D\",Reference!$B$222,IF($AZ40=\"NU5N\",Reference!$B$223,IF($AZ40=\"NU5DN\",Reference!$B$224,IF($AZ40=\"NU5DOData\",Reference!$B$225,IF($AZ40=\"NU5DOFD\",Reference!$B$227,\"\"))))))),0)","v":0},{"$f":"IF($AX40=\"Yes\",(IF($AZ40=\"NU2\",Reference!$D$221,IF($AZ40=\"NU2D\",Reference!$D$222,IF($AZ40=\"NU5N\",Reference!$D$223,IF($AZ40=\"NU5DN\",Reference!$D$224,IF($AZ40=\"NU5DOData\",Reference!$D$225,IF($AZ40=\"NU5DOFD\",Reference!$D$227,0))))))),0)","v":0},{"$f":"IF($AX40=\"Yes\",(IF($AZ40=\"NU2\",Reference!$E$221,IF($AZ40=\"NU2D\",Reference!$E$222,IF($AZ40=\"NU5N\",Reference!$E$223,IF($AZ40=\"NU5DN\",Reference!$E$224,IF($AZ40=\"NU5DOData\",Reference!$E$225,IF($AZ40=\"NU5DOFD\",Reference!$E$227,IF($AZ40=\"NU5DF\",Reference!$E$226,0)))))))),0)","v":0},null,null,null,0,{"$f":"IF($BE40=\"AD-10-1960\",Reference!$G$232,IF($BE40=\"AD-10-1963\",Reference!$G$233,IF($BE40=\"AD-10-1966\",Reference!$G$237,IF($BE40=\"AD-10-1975\",Reference!$G$237,IF($BE40=\"AD-10-1980\",Reference!$G$238,IF($BE40=\"AD-10-2000\",Reference!$G$235,IF($BE40=\"AD-10-2010\",Reference!$G$236,\"\")))))))","v":""},{"$f":"IF($BE40=\"AD-10-1960\",Reference!$F$232,IF($BE40=\"AD-10-1963\",Reference!$F$233,IF($BE40=\"AD-10-1966\",Reference!$F$237,IF($BE40=\"AD-10-1975\",Reference!$F$237,IF($BE40=\"AD-10-1980\",Reference!$F$238,IF($BE40=\"AD-10-2000\",Reference!$F$235,IF($BE40=\"AD-10-2010\",Reference!$F$236,\"\")))))))","v":""},{"$f":"IF($BE40=\"AD-10-1960\",Reference!$E$232,IF($BE40=\"AD-10-1963\",Reference!$E$233,IF($BE40=\"AD-10-1966\",Reference!$E$237,IF($BE40=\"AD-10-1975\",Reference!$E$237,IF($BE40=\"AD-10-1980\",Reference!$E$238,IF($BE40=\"AD-10-2000\",Reference!$E$235,IF($BE40=\"AD-10-2010\",Reference!$E$236,\"\")))))))","v":""},null,0,{"$f":"(IF($D40>0,(IF($BL40=\"AD-05-5400\",'Battery Consumption'!$D$5,IF($BL40=\"AD-05-5410\",'Battery Consumption'!$D$6,IF($BL40=\"AD-05-5405\",'Battery Consumption'!$D$7,IF($BL40=\"AD-05-5415\",'Battery Consumption'!$D$8,IF($BL40=\"AD-05-5425\",'Battery Consumption'!$D$9,IF($BL40=\"AD-05-5420\",'Battery Consumption'!$D$10,IF($BL40=\"AD-05-5430\",'Battery Consumption'!$D$11,IF($BL40=\"AD-05-5440\",'Battery Consumption'!$D$12,IF($BL40=\"AD-05-5435\",'Battery Consumption'!$D$13,IF($BL40=\"AD-05-5445\",'Battery Consumption'!$D$14,IF($BL40=\"AD-05-5455\",'Battery Consumption'!$D$15,IF($BL40=\"AD-05-5450\",'Battery Consumption'!$D$16,IF($BL40=\"AD-05-5460\",'Battery Consumption'!$D$17,IF($BL40=\"AD-05-5465\",'Battery Consumption'!$D$18,IF($BL40=\"AD-05-5470\",'Battery Consumption'!$D$19,IF($BL40=\"AD-05-5401\",'Battery Consumption'!$D$20,IF($BL40=\"AD-05-5413\",'Battery Consumption'!$D$21,IF($BL40=\"AD-05-5406\",'Battery Consumption'!$D$22,IF($BL40=\"AD-05-5416\",'Battery Consumption'!$D$23,IF($BL40=\"AD-05-5426\",'Battery Consumption'!$D$24,IF($BL40=\"AD-05-5421\",'Battery Consumption'!$D$25,IF($BL40=\"AD-05-5432\",'Battery Consumption'!$D$26,IF($BL40=\"AD-05-5441\",'Battery Consumption'!$D$27,IF($BL40=\"AD-05-5437\",'Battery Consumption'!$D$28,IF($BL40=\"AD-05-5446\",'Battery Consumption'!$D$29,IF($BL40=\"AD-05-5456\",'Battery Consumption'!$D$30,IF($BL40=\"AD-05-5451\",'Battery Consumption'!$D$31,IF($BL40=\"AD-05-5461\",'Battery Consumption'!$D$32,IF($BL40=\"AD-05-5471\",'Battery Consumption'!$D$33,IF($BL40=\"AD-05-5466\",'Battery Consumption'!$D$34,0))))))))))))))))))))))))))))))),0))","v":0},0,{"$f":"(IF($D40>0,(IF($BL40=\"AD-05-5400\",'Battery Consumption'!$E$5,IF($BL40=\"AD-05-5410\",'Battery Consumption'!$E$6,IF($BL40=\"AD-05-5405\",'Battery Consumption'!$E$7,IF($BL40=\"AD-05-5415\",'Battery Consumption'!$E$8,IF($BL40=\"AD-05-5425\",'Battery Consumption'!$E$9,IF($BL40=\"AD-05-5420\",'Battery Consumption'!$E$10,IF($BL40=\"AD-05-5430\",'Battery Consumption'!$E$11,IF($BL40=\"AD-05-5440\",'Battery Consumption'!$E$12,IF($BL40=\"AD-05-5435\",'Battery Consumption'!$E$13,IF($BL40=\"AD-05-5445\",'Battery Consumption'!$E$14,IF($BL40=\"AD-05-5455\",'Battery Consumption'!$E$15,IF($BL40=\"AD-05-5450\",'Battery Consumption'!$E$16,IF($BL40=\"AD-05-5460\",'Battery Consumption'!$E$17,IF($BL40=\"AD-05-5465\",'Battery Consumption'!$E$18,IF($BL40=\"AD-05-5470\",'Battery Consumption'!$E$19,IF($BL40=\"AD-05-5401\",'Battery Consumption'!$E$20,IF($BL40=\"AD-05-5413\",'Battery Consumption'!$E$21,IF($BL40=\"AD-05-5406\",'Battery Consumption'!$E$22,IF($BL40=\"AD-05-5416\",'Battery Consumption'!$E$23,IF($BL40=\"AD-05-5426\",'Battery Consumption'!$E$24,IF($BL40=\"AD-05-5421\",'Battery Consumption'!$E$25,IF($BL40=\"AD-05-5432\",'Battery Consumption'!$E$26,IF($BL40=\"AD-05-5441\",'Battery Consumption'!$E$27,IF($BL40=\"AD-05-5437\",'Battery Consumption'!$E$28,IF($BL40=\"AD-05-5446\",'Battery Consumption'!$E$29,IF($BL40=\"AD-05-5456\",'Battery Consumption'!$E$30,IF($BL40=\"AD-05-5451\",'Battery Consumption'!$E$31,IF($BL40=\"AD-05-5461\",'Battery Consumption'!$E$32,IF($BL40=\"AD-05-5471\",'Battery Consumption'!$E$33,IF($BL40=\"AD-05-5466\",'Battery Consumption'!$E$34,0))))))))))))))))))))))))))))))),0))","v":0},0,0,{"$f":"IF($D40>0,(IF($BQ40<12,Reference!$J$259,IF($BQ40<24,Reference!$J$260,IF($BQ40<65,Reference!$J$260,\"Get your own\")))),0)","v":0},{"$f":"IF($D40>0,(IF($BQ40<12,Reference!$F$259,IF($BQ40<24,Reference!$F$260,IF($BQ40<65,Reference!$F$260,\"Get your own\")))),0)","v":0},{"$f":"IF($D40>0,(IF($BQ40<12,Reference!$H$259,IF($BQ40<24,Reference!$H$260,IF($BQ40<65,Reference!$H$260,\"Get your own\")))),0)","v":0},null,0,null,null,"AD-10-5405","FM-High: Std/SL-ProSens -DM-TP-01-L-U",0,"FM"]
[35,null,null,null,null,null,0,0,0,0,0,0,0,0,0,null,{"$f":"IF($D$3=\"UL\",(IF(AND($G41=1,$H41=1),Reference!$C$53,IF(AND($G41=2,$H41=1),Reference!$C$54,IF(AND($G41=3,$H41=1),Reference!$C$55,IF(AND($G41=1,$H41=2),Reference!$C$56,IF(AND($G41=2,$H41=2),Reference!$C$57,IF(AND($G41=3,$H41=2),Reference!$C$58,IF(AND($G41=1,$H41=3),Reference!$C$59,IF(AND($G41=2,$H41=3),Reference!$C$60,IF(AND($G41=3,$H41=3),Reference!$C$61,IF(AND($G41=1,$H41=4),Reference!$C$62,IF(AND($G41=2,$H41=4),Reference!$C$63,IF(AND($G41=3,$H41=4),Reference!$C$64,IF(AND($G41=1,$H41=5),Reference!$C$65,IF(AND($G41=2,$H41=5),Reference!$C$66,IF(AND($G41=3,$H41=5),Reference!$C$67,0)))))))))))))))),(IF(AND($G41=1,$H41=1),Reference!$C$38,IF(AND($G41=2,$H41=1),Reference!$C$39,IF(AND($G41=3,$H41=1),Reference!$C$40,IF(AND($G41=1,$H41=2),Reference!$C$41,IF(AND($G41=2,$H41=2),Reference!$C$42,IF(AND($G41=3,$H41=2),Reference!$C$43,IF(AND($G41=1,$H41=3),Reference!$C$44,IF(AND($G41=2,$H41=3),Reference!$C$45,IF(AND($G41=3,$H41=3),Reference!$C$46,IF(AND($G41=1,$H41=4),Reference!$C$47,IF(AND($G41=2,$H41=4),Reference!$C$48,IF(AND($G41=3,$H41=4),Reference!$C$49,IF(AND($G41=1,$H41=5),Reference!$C$50,IF(AND($G41=2,$H41=5),Reference!$C$51,IF(AND($G41=3,$H41=5),Reference!$C$52,0)))))))))))))))))","v":0},{"$f":"IF($D$3=\"UL\",(IF(AND($G41=1,$H41=1),Reference!$B$53,IF(AND($G41=2,$H41=1),Reference!$B$54,IF(AND($G41=3,$H41=1),Reference!$B$55,IF(AND($G41=1,$H41=2),Reference!$B$56,IF(AND($G41=2,$H41=2),Reference!$B$57,IF(AND($G41=3,$H41=2),Reference!$B$58,IF(AND($G41=1,$H41=3),Reference!$B$59,IF(AND($G41=2,$H41=3),Reference!$B$60,IF(AND($G41=3,$H41=3),Reference!$B$61,IF(AND($G41=1,$H41=4),Reference!$B$62,IF(AND($G41=2,$H41=4),Reference!$B$63,IF(AND($G41=3,$H41=4),Reference!$B$64,IF(AND($G41=1,$H41=5),Reference!$B$65,IF(AND($G41=2,$H41=5),Reference!$B$66,IF(AND($G41=3,$H41=5),Reference!$B$67,0)))))))))))))))),(IF(AND($G41=1,$H41=1),Reference!$B$38,IF(AND($G41=2,$H41=1),Reference!$B$39,IF(AND($G41=3,$H41=1),Reference!$B$40,IF(AND($G41=1,$H41=2),Reference!$B$41,IF(AND($G41=2,$H41=2),Reference!$B$42,IF(AND($G41=3,$H41=2),Reference!$B$43,IF(AND($G41=1,$H41=3),Reference!$B$44,IF(AND($G41=2,$H41=3),Reference!$B$45,IF(AND($G41=3,$H41=3),Reference!$B$46,IF(AND($G41=1,$H41=4),Reference!$B$47,IF(AND($G41=2,$H41=4),Reference!$B$48,IF(AND($G41=3,$H41=4),Reference!$B$49,IF(AND($G41=1,$H41=5),Reference!$B$50,IF(AND($G41=2,$H41=5),Reference!$B$51,IF(AND($G41=3,$H41=5),Reference!$B$52,0)))))))))))))))))","v":0},0,0,null,0,0,null,null,null,null,null,0,0,null,null,{"$f":"IF($D$3=\"UL\",(IF($G41>0,((IF(AND($F41=\"Standard\",$I41=2),Reference!$B$121,(IF(AND($F41=\"Medium\",$I41=2),Reference!$B$122,(IF(AND($F41=\"High\",$I41=2),Reference!$B$123,(IF(AND($F41=\"Standard\",$I41=3),Reference!$B$121,(IF(AND($F41=\"Medium\",$I41=3),Reference!$B$122,(IF(AND($F41=\"High\",$I41=3),Reference!$B$123,(IF(AND($F41=\"Standard\",$I41=4),Reference!$B$124,(IF(AND($F41=\"Medium\",$I41=4),Reference!$B$125,(IF(AND($F41=\"High\",$I41=4),Reference!$B$126,(IF(AND($F41=\"Standard\",$I41=7),Reference!$B$127,(IF(AND($F41=\"Medium\",$I41=7),Reference!$B$128,(IF(AND($F41=\"High\",$I41=7),Reference!$B$129,(IF(AND($F41=\"Standard\",$I41=8),Reference!$B$97,(IF(AND($F41=\"Medium\",$I41=8),Reference!$B$98,(IF(AND($F41=\"High\",$I41=8),Reference!$B$99,(IF(AND($F41=\"Standard\",$I41=9),Reference!$B$130,(IF(AND($F41=\"Medium\",$I41=9),Reference!$B$131,(IF(AND($F41=\"High\",$I41=9),Reference!$B$132,(IF(AND($F41=\"Standard\",$I41=11),Reference!$B$133,(IF(AND($F41=\"Medium\",$I41=11),Reference!$B$134,(IF(AND($F41=\"High\",$I41=11),Reference!$B$135,(IF(AND($F41=\"Standard\",$I41=12),Reference!$B$133,(IF(AND($F41=\"Medium\",$I41=12),Reference!$B$134,(IF(AND($F41=\"High\",$I41=12),Reference!$B$135,(IF(AND($F41=\"Standard\",$I41=13),Reference!$B$136,(IF(AND($F41=\"Medium\",$I41=13),Reference!$B$137,(IF(AND($F41=\"High\",$I41=13),Reference!$B$138,(IF(AND($F41=\"Standard\",$I41=16),Reference!$B$139,(IF(AND($F41=\"Medium\",$I41=16),Reference!$B$140,(IF(AND($F41=\"High\",$I41=16),Reference!$B$141,(IF(AND($F41=\"Standard\",$I41=17),Reference!$B$139,(IF(AND($F41=\"Medium\",$I41=17),Reference!$B$140,(IF(AND($F41=\"High\",$I41=17),Reference!$B$141,(IF(AND($F41=\"Standard\",$I41=18),Reference!$B$142,(IF(AND($F41=\"Medium\",$I41=18),Reference!$B$143,(IF(AND($F41=\"High\",$I41=18),Reference!$B$144,(IF(AND($F41=\"Standard\",$I41=21),Reference!$B$145,(IF(AND($F41=\"Medium\",$I41=21),Reference!$B$146,(IF(AND($F41=\"High\",$I41=21),Reference!$B$147,(IF(AND($F41=\"Standard\",$I41=23),Reference!$B$148,(IF(AND($F41=\"Medium\",$I41=23),Reference!$B$149,(IF(AND($F41=\"High\",$I41=23),Reference!$B$150,0))))))))))))))))))))))))))))))))))))))))))))))))))))))))))))))))))))))))))))))))))))),0)),(IF($G41>0,((IF(AND($F41=\"Standard\",$I41=2),Reference!$B$91,(IF(AND($F41=\"Medium\",$I41=2),Reference!$B$92,(IF(AND($F41=\"High\",$I41=2),Reference!$B$93,(IF(AND($F41=\"Standard\",$I41=3),Reference!$B$91,(IF(AND($F41=\"Medium\",$I41=3),Reference!$B$92,(IF(AND($F41=\"High\",$I41=3),Reference!$B$93,(IF(AND($F41=\"Standard\",$I41=4),Reference!$B$94,(IF(AND($F41=\"Medium\",$I41=4),Reference!$B$95,(IF(AND($F41=\"High\",$I41=4),Reference!$B$96,(IF(AND($F41=\"Standard\",$I41=7),Reference!$B$97,(IF(AND($F41=\"Medium\",$I41=7),Reference!$B$98,(IF(AND($F41=\"High\",$I41=7),Reference!$B$99,(IF(AND($F41=\"Standard\",$I41=8),Reference!$B$97,(IF(AND($F41=\"Medium\",$I41=8),Reference!$B$98,(IF(AND($F41=\"High\",$I41=8),Reference!$B$99,(IF(AND($F41=\"Standard\",$I41=9),Reference!$B$100,(IF(AND($F41=\"Medium\",$I41=9),Reference!$B$101,(IF(AND($F41=\"High\",$I41=9),Reference!$B$102,(IF(AND($F41=\"Standard\",$I41=11),Reference!$B$103,(IF(AND($F41=\"Medium\",$I41=11),Reference!$B$104,(IF(AND($F41=\"High\",$I41=11),Reference!$B$105,(IF(AND($F41=\"Standard\",$I41=12),Reference!$B$103,(IF(AND($F41=\"Medium\",$I41=12),Reference!$B$104,(IF(AND($F41=\"High\",$I41=12),Reference!$B$105,(IF(AND($F41=\"Standard\",$I41=13),Reference!$B$106,(IF(AND($F41=\"Medium\",$I41=13),Reference!$B$107,(IF(AND($F41=\"High\",$I41=13),Reference!$B$108,(IF(AND($F41=\"Standard\",$I41=16),Reference!$B$109,(IF(AND($F41=\"Medium\",$I41=16),Reference!$B$110,(IF(AND($F41=\"High\",$I41=16),Reference!$B$111,(IF(AND($F41=\"Standard\",$I41=17),Reference!$B$109,(IF(AND($F41=\"Medium\",$I41=17),Reference!$B$110,(IF(AND($F41=\"High\",$I41=17),Reference!$B$111,(IF(AND($F41=\"Standard\",$I41=18),Reference!$B$112,(IF(AND($F41=\"Medium\",$I41=18),Reference!$B$113,(IF(AND($F41=\"High\",$I41=18),Reference!$B$114,(IF(AND($F41=\"Standard\",$I41=21),Reference!$B$115,(IF(AND($F41=\"Medium\",$I41=21),Reference!$B$116,(IF(AND($F41=\"High\",$I41=21),Reference!$B$117,(IF(AND($F41=\"Standard\",$I41=23),Reference!$B$118,(IF(AND($F41=\"Medium\",$I41=23),Reference!$B$119,(IF(AND($F41=\"High\",$I41=23),Reference!$B$120,0))))))))))))))))))))))))))))))))))))))))))))))))))))))))))))))))))))))))))))))))))))),0)))","v":0},{"$f":"IF($D$3=\"UL\",(IF($G41>0,((IF(AND($F41=\"Standard\",$I41=2),Reference!$C$121,(IF(AND($F41=\"Medium\",$I41=2),Reference!$C$122,(IF(AND($F41=\"High\",$I41=2),Reference!$C$123,(IF(AND($F41=\"Standard\",$I41=3),Reference!$C$121,(IF(AND($F41=\"Medium\",$I41=3),Reference!$C$122,(IF(AND($F41=\"High\",$I41=3),Reference!$C$123,(IF(AND($F41=\"Standard\",$I41=4),Reference!$C$124,(IF(AND($F41=\"Medium\",$I41=4),Reference!$C$125,(IF(AND($F41=\"High\",$I41=4),Reference!$C$126,(IF(AND($F41=\"Standard\",$I41=7),Reference!$C$127,(IF(AND($F41=\"Medium\",$I41=7),Reference!$C$128,(IF(AND($F41=\"High\",$I41=7),Reference!$C$129,(IF(AND($F41=\"Standard\",$I41=8),Reference!$C$97,(IF(AND($F41=\"Medium\",$I41=8),Reference!$C$98,(IF(AND($F41=\"High\",$I41=8),Reference!$C$99,(IF(AND($F41=\"Standard\",$I41=9),Reference!$C$130,(IF(AND($F41=\"Medium\",$I41=9),Reference!$C$131,(IF(AND($F41=\"High\",$I41=9),Reference!$C$132,(IF(AND($F41=\"Standard\",$I41=11),Reference!$C$133,(IF(AND($F41=\"Medium\",$I41=11),Reference!$C$134,(IF(AND($F41=\"High\",$I41=11),Reference!$C$135,(IF(AND($F41=\"Standard\",$I41=12),Reference!$C$133,(IF(AND($F41=\"Medium\",$I41=12),Reference!$C$134,(IF(AND($F41=\"High\",$I41=12),Reference!$C$135,(IF(AND($F41=\"Standard\",$I41=13),Reference!$C$136,(IF(AND($F41=\"Medium\",$I41=13),Reference!$C$137,(IF(AND($F41=\"High\",$I41=13),Reference!$C$138,(IF(AND($F41=\"Standard\",$I41=16),Reference!$C$139,(IF(AND($F41=\"Medium\",$I41=16),Reference!$C$140,(IF(AND($F41=\"High\",$I41=16),Reference!$C$141,(IF(AND($F41=\"Standard\",$I41=17),Reference!$C$139,(IF(AND($F41=\"Medium\",$I41=17),Reference!$C$140,(IF(AND($F41=\"High\",$I41=17),Reference!$C$141,(IF(AND($F41=\"Standard\",$I41=18),Reference!$C$142,(IF(AND($F41=\"Medium\",$I41=18),Reference!$C$143,(IF(AND($F41=\"High\",$I41=18),Reference!$C$144,(IF(AND($F41=\"Standard\",$I41=21),Reference!$C$145,(IF(AND($F41=\"Medium\",$I41=21),Reference!$C$146,(IF(AND($F41=\"High\",$I41=21),Reference!$C$147,(IF(AND($F41=\"Standard\",$I41=23),Reference!$C$148,(IF(AND($F41=\"Medium\",$I41=23),Reference!$C$149,(IF(AND($F41=\"High\",$I41=23),Reference!$C$150,0))))))))))))))))))))))))))))))))))))))))))))))))))))))))))))))))))))))))))))))))))))),0)),(IF($G41>0,((IF(AND($F41=\"Standard\",$I41=2),Reference!$C$91,(IF(AND($F41=\"Medium\",$I41=2),Reference!$C$92,(IF(AND($F41=\"High\",$I41=2),Reference!$C$93,(IF(AND($F41=\"Standard\",$I41=3),Reference!$C$91,(IF(AND($F41=\"Medium\",$I41=3),Reference!$C$92,(IF(AND($F41=\"High\",$I41=3),Reference!$C$93,(IF(AND($F41=\"Standard\",$I41=4),Reference!$C$94,(IF(AND($F41=\"Medium\",$I41=4),Reference!$C$95,(IF(AND($F41=\"High\",$I41=4),Reference!$C$96,(IF(AND($F41=\"Standard\",$I41=7),Reference!$C$97,(IF(AND($F41=\"Medium\",$I41=7),Reference!$C$98,(IF(AND($F41=\"High\",$I41=7),Reference!$C$99,(IF(AND($F41=\"Standard\",$I41=8),Reference!$C$97,(IF(AND($F41=\"Medium\",$I41=8),Reference!$C$98,(IF(AND($F41=\"High\",$I41=8),Reference!$C$99,(IF(AND($F41=\"Standard\",$I41=9),Reference!$C$100,(IF(AND($F41=\"Medium\",$I41=9),Reference!$C$101,(IF(AND($F41=\"High\",$I41=9),Reference!$C$102,(IF(AND($F41=\"Standard\",$I41=11),Reference!$C$103,(IF(AND($F41=\"Medium\",$I41=11),Reference!$C$104,(IF(AND($F41=\"High\",$I41=11),Reference!$C$105,(IF(AND($F41=\"Standard\",$I41=12),Reference!$C$103,(IF(AND($F41=\"Medium\",$I41=12),Reference!$C$104,(IF(AND($F41=\"High\",$I41=12),Reference!$C$105,(IF(AND($F41=\"Standard\",$I41=13),Reference!$C$106,(IF(AND($F41=\"Medium\",$I41=13),Reference!$C$107,(IF(AND($F41=\"High\",$I41=13),Reference!$C$108,(IF(AND($F41=\"Standard\",$I41=16),Reference!$C$109,(IF(AND($F41=\"Medium\",$I41=16),Reference!$C$110,(IF(AND($F41=\"High\",$I41=16),Reference!$C$111,(IF(AND($F41=\"Standard\",$I41=17),Reference!$C$109,(IF(AND($F41=\"Medium\",$I41=17),Reference!$C$110,(IF(AND($F41=\"High\",$I41=17),Reference!$C$111,(IF(AND($F41=\"Standard\",$I41=18),Reference!$C$112,(IF(AND($F41=\"Medium\",$I41=18),Reference!$C$113,(IF(AND($F41=\"High\",$I41=18),Reference!$C$114,(IF(AND($F41=\"Standard\",$I41=21),Reference!$C$115,(IF(AND($F41=\"Medium\",$I41=21),Reference!$C$116,(IF(AND($F41=\"High\",$I41=21),Reference!$C$117,(IF(AND($F41=\"Standard\",$I41=23),Reference!$C$118,(IF(AND($F41=\"Medium\",$I41=23),Reference!$C$119,(IF(AND($F41=\"High\",$I41=23),Reference!$C$120,0))))))))))))))))))))))))))))))))))))))))))))))))))))))))))))))))))))))))))))))))))))),0)))","v":0},{"$f":"IF($D$3=\"UL\",(IF($G41>0,((IF(AND($F41=\"Standard\",$I41=2),Reference!$D$121,(IF(AND($F41=\"Medium\",$I41=2),Reference!$D$122,(IF(AND($F41=\"High\",$I41=2),Reference!$D$123,(IF(AND($F41=\"Standard\",$I41=3),Reference!$D$121,(IF(AND($F41=\"Medium\",$I41=3),Reference!$D$122,(IF(AND($F41=\"High\",$I41=3),Reference!$D$123,(IF(AND($F41=\"Standard\",$I41=4),Reference!$D$124,(IF(AND($F41=\"Medium\",$I41=4),Reference!$D$125,(IF(AND($F41=\"High\",$I41=4),Reference!$D$126,(IF(AND($F41=\"Standard\",$I41=7),Reference!$D$127,(IF(AND($F41=\"Medium\",$I41=7),Reference!$D$128,(IF(AND($F41=\"High\",$I41=7),Reference!$D$129,(IF(AND($F41=\"Standard\",$I41=8),Reference!$D$97,(IF(AND($F41=\"Medium\",$I41=8),Reference!$D$98,(IF(AND($F41=\"High\",$I41=8),Reference!$D$99,(IF(AND($F41=\"Standard\",$I41=9),Reference!$D$130,(IF(AND($F41=\"Medium\",$I41=9),Reference!$D$131,(IF(AND($F41=\"High\",$I41=9),Reference!$D$132,(IF(AND($F41=\"Standard\",$I41=11),Reference!$D$133,(IF(AND($F41=\"Medium\",$I41=11),Reference!$D$134,(IF(AND($F41=\"High\",$I41=11),Reference!$D$135,(IF(AND($F41=\"Standard\",$I41=12),Reference!$D$133,(IF(AND($F41=\"Medium\",$I41=12),Reference!$D$134,(IF(AND($F41=\"High\",$I41=12),Reference!$D$135,(IF(AND($F41=\"Standard\",$I41=13),Reference!$D$136,(IF(AND($F41=\"Medium\",$I41=13),Reference!$D$137,(IF(AND($F41=\"High\",$I41=13),Reference!$D$138,(IF(AND($F41=\"Standard\",$I41=16),Reference!$D$139,(IF(AND($F41=\"Medium\",$I41=16),Reference!$D$140,(IF(AND($F41=\"High\",$I41=16),Reference!$D$141,(IF(AND($F41=\"Standard\",$I41=17),Reference!$D$139,(IF(AND($F41=\"Medium\",$I41=17),Reference!$D$140,(IF(AND($F41=\"High\",$I41=17),Reference!$D$141,(IF(AND($F41=\"Standard\",$I41=18),Reference!$D$142,(IF(AND($F41=\"Medium\",$I41=18),Reference!$D$143,(IF(AND($F41=\"High\",$I41=18),Reference!$D$144,(IF(AND($F41=\"Standard\",$I41=21),Reference!$D$145,(IF(AND($F41=\"Medium\",$I41=21),Reference!$D$146,(IF(AND($F41=\"High\",$I41=21),Reference!$D$147,(IF(AND($F41=\"Standard\",$I41=23),Reference!$D$148,(IF(AND($F41=\"Medium\",$I41=23),Reference!$D$149,(IF(AND($F41=\"High\",$I41=23),Reference!$D$150,0))))))))))))))))))))))))))))))))))))))))))))))))))))))))))))))))))))))))))))))))))))),0)),(IF($G41>0,((IF(AND($F41=\"Standard\",$I41=2),Reference!$D$91,(IF(AND($F41=\"Medium\",$I41=2),Reference!$D$92,(IF(AND($F41=\"High\",$I41=2),Reference!$D$93,(IF(AND($F41=\"Standard\",$I41=3),Reference!$D$91,(IF(AND($F41=\"Medium\",$I41=3),Reference!$D$92,(IF(AND($F41=\"High\",$I41=3),Reference!$D$93,(IF(AND($F41=\"Standard\",$I41=4),Reference!$D$94,(IF(AND($F41=\"Medium\",$I41=4),Reference!$D$95,(IF(AND($F41=\"High\",$I41=4),Reference!$D$96,(IF(AND($F41=\"Standard\",$I41=7),Reference!$D$97,(IF(AND($F41=\"Medium\",$I41=7),Reference!$D$98,(IF(AND($F41=\"High\",$I41=7),Reference!$D$99,(IF(AND($F41=\"Standard\",$I41=8),Reference!$D$97,(IF(AND($F41=\"Medium\",$I41=8),Reference!$D$98,(IF(AND($F41=\"High\",$I41=8),Reference!$D$99,(IF(AND($F41=\"Standard\",$I41=9),Reference!$D$100,(IF(AND($F41=\"Medium\",$I41=9),Reference!$D$101,(IF(AND($F41=\"High\",$I41=9),Reference!$D$102,(IF(AND($F41=\"Standard\",$I41=11),Reference!$D$103,(IF(AND($F41=\"Medium\",$I41=11),Reference!$D$104,(IF(AND($F41=\"High\",$I41=11),Reference!$D$105,(IF(AND($F41=\"Standard\",$I41=12),Reference!$D$103,(IF(AND($F41=\"Medium\",$I41=12),Reference!$D$104,(IF(AND($F41=\"High\",$I41=12),Reference!$D$105,(IF(AND($F41=\"Standard\",$I41=13),Reference!$D$106,(IF(AND($F41=\"Medium\",$I41=13),Reference!$D$107,(IF(AND($F41=\"High\",$I41=13),Reference!$D$108,(IF(AND($F41=\"Standard\",$I41=16),Reference!$D$109,(IF(AND($F41=\"Medium\",$I41=16),Reference!$D$110,(IF(AND($F41=\"High\",$I41=16),Reference!$D$111,(IF(AND($F41=\"Standard\",$I41=17),Reference!$D$109,(IF(AND($F41=\"Medium\",$I41=17),Reference!$D$110,(IF(AND($F41=\"High\",$I41=17),Reference!$D$111,(IF(AND($F41=\"Standard\",$I41=18),Reference!$D$112,(IF(AND($F41=\"Medium\",$I41=18),Reference!$D$113,(IF(AND($F41=\"High\",$I41=18),Reference!$D$114,(IF(AND($F41=\"Standard\",$I41=21),Reference!$D$115,(IF(AND($F41=\"Medium\",$I41=21),Reference!$D$116,(IF(AND($F41=\"High\",$I41=21),Reference!$D$117,(IF(AND($F41=\"Standard\",$I41=23),Reference!$D$118,(IF(AND($F41=\"Medium\",$I41=23),Reference!$D$119,(IF(AND($F41=\"High\",$I41=23),Reference!$D$120,0))))))))))))))))))))))))))))))))))))))))))))))))))))))))))))))))))))))))))))))))))))),0)))","v":0},0,0,0,null,"No",0,0,0,0,{"$f":"IF($AN41=\"Yes\",IF($AO41=1,Reference!#REF!,IF($AO41=2,Reference!#REF!,IF($AO41=3,Reference!#REF!,0))),(IF($AP41=1,IF($AR41=2,Reference!$C$194,IF($AR41=3,Reference!$C$196,IF($AR41=4,Reference!$C$198,0))),IF($AP41=2,IF($AR41=3,Reference!$C$195,IF($AR41=4,Reference!$C$197,IF($AR41=5,Reference!$C$199,0))),0))))","v":0},{"$f":"IF(AN41=\"Yes\",IF($AO41=1,Reference!#REF!,IF($AO41=2,Reference!#REF!,IF($AO41=3,Reference!#REF!,0))),(IF($AP41=1,IF($AR41=2,Reference!$E$194,IF($AR41=3,Reference!$E$196,IF($AR41=4,Reference!$E$198,0))),IF($AP41=2,IF($AR41=3,Reference!$E$195,IF($AR41=4,Reference!$E$197,IF($AR41=5,Reference!$E$199,0))),0))))","v":0},{"$f":"IF($AN41=\"Yes\",IF($AO41=1,Reference!#REF!,IF($AO41=2,Reference!#REF!,IF($AO41=3,Reference!#REF!,0))),(IF($AP41=1,IF($AR41=2,Reference!$D$194,IF($AR41=3,Reference!$D$196,IF($AR41=4,Reference!$D$198,0))),IF($AP41=2,IF($AR41=3,Reference!$D$195,IF($AR41=4,Reference!$D$197,IF($AR41=5,Reference!$D$199,0))),0))))","v":0},0,null,0,0,null,{"$f":"IF($AX41=\"Yes\",(IF($AZ41=\"NU2\",Reference!$B$221,IF($AZ41=\"NU2D\",Reference!$B$222,IF($AZ41=\"NU5N\",Reference!$B$223,IF($AZ41=\"NU5DN\",Reference!$B$224,IF($AZ41=\"NU5DOData\",Reference!$B$225,IF($AZ41=\"NU5DOFD\",Reference!$B$227,\"\"))))))),0)","v":0},{"$f":"IF($AX41=\"Yes\",(IF($AZ41=\"NU2\",Reference!$D$221,IF($AZ41=\"NU2D\",Reference!$D$222,IF($AZ41=\"NU5N\",Reference!$D$223,IF($AZ41=\"NU5DN\",Reference!$D$224,IF($AZ41=\"NU5DOData\",Reference!$D$225,IF($AZ41=\"NU5DOFD\",Reference!$D$227,0))))))),0)","v":0},{"$f":"IF($AX41=\"Yes\",(IF($AZ41=\"NU2\",Reference!$E$221,IF($AZ41=\"NU2D\",Reference!$E$222,IF($AZ41=\"NU5N\",Reference!$E$223,IF($AZ41=\"NU5DN\",Reference!$E$224,IF($AZ41=\"NU5DOData\",Reference!$E$225,IF($AZ41=\"NU5DOFD\",Reference!$E$227,IF($AZ41=\"NU5DF\",Reference!$E$226,0)))))))),0)","v":0},null,null,null,0,{"$f":"IF($BE41=\"AD-10-1960\",Reference!$G$232,IF($BE41=\"AD-10-1963\",Reference!$G$233,IF($BE41=\"AD-10-1966\",Reference!$G$237,IF($BE41=\"AD-10-1975\",Reference!$G$237,IF($BE41=\"AD-10-1980\",Reference!$G$238,IF($BE41=\"AD-10-2000\",Reference!$G$235,IF($BE41=\"AD-10-2010\",Reference!$G$236,\"\")))))))","v":""},{"$f":"IF($BE41=\"AD-10-1960\",Reference!$F$232,IF($BE41=\"AD-10-1963\",Reference!$F$233,IF($BE41=\"AD-10-1966\",Reference!$F$237,IF($BE41=\"AD-10-1975\",Reference!$F$237,IF($BE41=\"AD-10-1980\",Reference!$F$238,IF($BE41=\"AD-10-2000\",Reference!$F$235,IF($BE41=\"AD-10-2010\",Reference!$F$236,\"\")))))))","v":""},{"$f":"IF($BE41=\"AD-10-1960\",Reference!$E$232,IF($BE41=\"AD-10-1963\",Reference!$E$233,IF($BE41=\"AD-10-1966\",Reference!$E$237,IF($BE41=\"AD-10-1975\",Reference!$E$237,IF($BE41=\"AD-10-1980\",Reference!$E$238,IF($BE41=\"AD-10-2000\",Reference!$E$235,IF($BE41=\"AD-10-2010\",Reference!$E$236,\"\")))))))","v":""},null,0,{"$f":"(IF($D41>0,(IF($BL41=\"AD-05-5400\",'Battery Consumption'!$D$5,IF($BL41=\"AD-05-5410\",'Battery Consumption'!$D$6,IF($BL41=\"AD-05-5405\",'Battery Consumption'!$D$7,IF($BL41=\"AD-05-5415\",'Battery Consumption'!$D$8,IF($BL41=\"AD-05-5425\",'Battery Consumption'!$D$9,IF($BL41=\"AD-05-5420\",'Battery Consumption'!$D$10,IF($BL41=\"AD-05-5430\",'Battery Consumption'!$D$11,IF($BL41=\"AD-05-5440\",'Battery Consumption'!$D$12,IF($BL41=\"AD-05-5435\",'Battery Consumption'!$D$13,IF($BL41=\"AD-05-5445\",'Battery Consumption'!$D$14,IF($BL41=\"AD-05-5455\",'Battery Consumption'!$D$15,IF($BL41=\"AD-05-5450\",'Battery Consumption'!$D$16,IF($BL41=\"AD-05-5460\",'Battery Consumption'!$D$17,IF($BL41=\"AD-05-5465\",'Battery Consumption'!$D$18,IF($BL41=\"AD-05-5470\",'Battery Consumption'!$D$19,IF($BL41=\"AD-05-5401\",'Battery Consumption'!$D$20,IF($BL41=\"AD-05-5413\",'Battery Consumption'!$D$21,IF($BL41=\"AD-05-5406\",'Battery Consumption'!$D$22,IF($BL41=\"AD-05-5416\",'Battery Consumption'!$D$23,IF($BL41=\"AD-05-5426\",'Battery Consumption'!$D$24,IF($BL41=\"AD-05-5421\",'Battery Consumption'!$D$25,IF($BL41=\"AD-05-5432\",'Battery Consumption'!$D$26,IF($BL41=\"AD-05-5441\",'Battery Consumption'!$D$27,IF($BL41=\"AD-05-5437\",'Battery Consumption'!$D$28,IF($BL41=\"AD-05-5446\",'Battery Consumption'!$D$29,IF($BL41=\"AD-05-5456\",'Battery Consumption'!$D$30,IF($BL41=\"AD-05-5451\",'Battery Consumption'!$D$31,IF($BL41=\"AD-05-5461\",'Battery Consumption'!$D$32,IF($BL41=\"AD-05-5471\",'Battery Consumption'!$D$33,IF($BL41=\"AD-05-5466\",'Battery Consumption'!$D$34,0))))))))))))))))))))))))))))))),0))","v":0},0,{"$f":"(IF($D41>0,(IF($BL41=\"AD-05-5400\",'Battery Consumption'!$E$5,IF($BL41=\"AD-05-5410\",'Battery Consumption'!$E$6,IF($BL41=\"AD-05-5405\",'Battery Consumption'!$E$7,IF($BL41=\"AD-05-5415\",'Battery Consumption'!$E$8,IF($BL41=\"AD-05-5425\",'Battery Consumption'!$E$9,IF($BL41=\"AD-05-5420\",'Battery Consumption'!$E$10,IF($BL41=\"AD-05-5430\",'Battery Consumption'!$E$11,IF($BL41=\"AD-05-5440\",'Battery Consumption'!$E$12,IF($BL41=\"AD-05-5435\",'Battery Consumption'!$E$13,IF($BL41=\"AD-05-5445\",'Battery Consumption'!$E$14,IF($BL41=\"AD-05-5455\",'Battery Consumption'!$E$15,IF($BL41=\"AD-05-5450\",'Battery Consumption'!$E$16,IF($BL41=\"AD-05-5460\",'Battery Consumption'!$E$17,IF($BL41=\"AD-05-5465\",'Battery Consumption'!$E$18,IF($BL41=\"AD-05-5470\",'Battery Consumption'!$E$19,IF($BL41=\"AD-05-5401\",'Battery Consumption'!$E$20,IF($BL41=\"AD-05-5413\",'Battery Consumption'!$E$21,IF($BL41=\"AD-05-5406\",'Battery Consumption'!$E$22,IF($BL41=\"AD-05-5416\",'Battery Consumption'!$E$23,IF($BL41=\"AD-05-5426\",'Battery Consumption'!$E$24,IF($BL41=\"AD-05-5421\",'Battery Consumption'!$E$25,IF($BL41=\"AD-05-5432\",'Battery Consumption'!$E$26,IF($BL41=\"AD-05-5441\",'Battery Consumption'!$E$27,IF($BL41=\"AD-05-5437\",'Battery Consumption'!$E$28,IF($BL41=\"AD-05-5446\",'Battery Consumption'!$E$29,IF($BL41=\"AD-05-5456\",'Battery Consumption'!$E$30,IF($BL41=\"AD-05-5451\",'Battery Consumption'!$E$31,IF($BL41=\"AD-05-5461\",'Battery Consumption'!$E$32,IF($BL41=\"AD-05-5471\",'Battery Consumption'!$E$33,IF($BL41=\"AD-05-5466\",'Battery Consumption'!$E$34,0))))))))))))))))))))))))))))))),0))","v":0},0,0,{"$f":"IF($D41>0,(IF($BQ41<12,Reference!$J$259,IF($BQ41<24,Reference!$J$260,IF($BQ41<65,Reference!$J$260,\"Get your own\")))),0)","v":0},{"$f":"IF($D41>0,(IF($BQ41<12,Reference!$F$259,IF($BQ41<24,Reference!$F$260,IF($BQ41<65,Reference!$F$260,\"Get your own\")))),0)","v":0},{"$f":"IF($D41>0,(IF($BQ41<12,Reference!$H$259,IF($BQ41<24,Reference!$H$260,IF($BQ41<65,Reference!$H$260,\"Get your own\")))),0)","v":0},null,0,null,null,"AD-10-5425","FM-Standard: Freeze ProSens - DM-TP-50-L-F-U",0,"FM"]
[36,null,null,null,null,null,0,0,0,0,0,0,0,0,0,null,{"$f":"IF($D$3=\"UL\",(IF(AND($G42=1,$H42=1),Reference!$C$53,IF(AND($G42=2,$H42=1),Reference!$C$54,IF(AND($G42=3,$H42=1),Reference!$C$55,IF(AND($G42=1,$H42=2),Reference!$C$56,IF(AND($G42=2,$H42=2),Reference!$C$57,IF(AND($G42=3,$H42=2),Reference!$C$58,IF(AND($G42=1,$H42=3),Reference!$C$59,IF(AND($G42=2,$H42=3),Reference!$C$60,IF(AND($G42=3,$H42=3),Reference!$C$61,IF(AND($G42=1,$H42=4),Reference!$C$62,IF(AND($G42=2,$H42=4),Reference!$C$63,IF(AND($G42=3,$H42=4),Reference!$C$64,IF(AND($G42=1,$H42=5),Reference!$C$65,IF(AND($G42=2,$H42=5),Reference!$C$66,IF(AND($G42=3,$H42=5),Reference!$C$67,0)))))))))))))))),(IF(AND($G42=1,$H42=1),Reference!$C$38,IF(AND($G42=2,$H42=1),Reference!$C$39,IF(AND($G42=3,$H42=1),Reference!$C$40,IF(AND($G42=1,$H42=2),Reference!$C$41,IF(AND($G42=2,$H42=2),Reference!$C$42,IF(AND($G42=3,$H42=2),Reference!$C$43,IF(AND($G42=1,$H42=3),Reference!$C$44,IF(AND($G42=2,$H42=3),Reference!$C$45,IF(AND($G42=3,$H42=3),Reference!$C$46,IF(AND($G42=1,$H42=4),Reference!$C$47,IF(AND($G42=2,$H42=4),Reference!$C$48,IF(AND($G42=3,$H42=4),Reference!$C$49,IF(AND($G42=1,$H42=5),Reference!$C$50,IF(AND($G42=2,$H42=5),Reference!$C$51,IF(AND($G42=3,$H42=5),Reference!$C$52,0)))))))))))))))))","v":0},{"$f":"IF($D$3=\"UL\",(IF(AND($G42=1,$H42=1),Reference!$B$53,IF(AND($G42=2,$H42=1),Reference!$B$54,IF(AND($G42=3,$H42=1),Reference!$B$55,IF(AND($G42=1,$H42=2),Reference!$B$56,IF(AND($G42=2,$H42=2),Reference!$B$57,IF(AND($G42=3,$H42=2),Reference!$B$58,IF(AND($G42=1,$H42=3),Reference!$B$59,IF(AND($G42=2,$H42=3),Reference!$B$60,IF(AND($G42=3,$H42=3),Reference!$B$61,IF(AND($G42=1,$H42=4),Reference!$B$62,IF(AND($G42=2,$H42=4),Reference!$B$63,IF(AND($G42=3,$H42=4),Reference!$B$64,IF(AND($G42=1,$H42=5),Reference!$B$65,IF(AND($G42=2,$H42=5),Reference!$B$66,IF(AND($G42=3,$H42=5),Reference!$B$67,0)))))))))))))))),(IF(AND($G42=1,$H42=1),Reference!$B$38,IF(AND($G42=2,$H42=1),Reference!$B$39,IF(AND($G42=3,$H42=1),Reference!$B$40,IF(AND($G42=1,$H42=2),Reference!$B$41,IF(AND($G42=2,$H42=2),Reference!$B$42,IF(AND($G42=3,$H42=2),Reference!$B$43,IF(AND($G42=1,$H42=3),Reference!$B$44,IF(AND($G42=2,$H42=3),Reference!$B$45,IF(AND($G42=3,$H42=3),Reference!$B$46,IF(AND($G42=1,$H42=4),Reference!$B$47,IF(AND($G42=2,$H42=4),Reference!$B$48,IF(AND($G42=3,$H42=4),Reference!$B$49,IF(AND($G42=1,$H42=5),Reference!$B$50,IF(AND($G42=2,$H42=5),Reference!$B$51,IF(AND($G42=3,$H42=5),Reference!$B$52,0)))))))))))))))))","v":0},0,0,null,0,0,null,null,null,null,null,0,0,null,null,{"$f":"IF($D$3=\"UL\",(IF($G42>0,((IF(AND($F42=\"Standard\",$I42=2),Reference!$B$121,(IF(AND($F42=\"Medium\",$I42=2),Reference!$B$122,(IF(AND($F42=\"High\",$I42=2),Reference!$B$123,(IF(AND($F42=\"Standard\",$I42=3),Reference!$B$121,(IF(AND($F42=\"Medium\",$I42=3),Reference!$B$122,(IF(AND($F42=\"High\",$I42=3),Reference!$B$123,(IF(AND($F42=\"Standard\",$I42=4),Reference!$B$124,(IF(AND($F42=\"Medium\",$I42=4),Reference!$B$125,(IF(AND($F42=\"High\",$I42=4),Reference!$B$126,(IF(AND($F42=\"Standard\",$I42=7),Reference!$B$127,(IF(AND($F42=\"Medium\",$I42=7),Reference!$B$128,(IF(AND($F42=\"High\",$I42=7),Reference!$B$129,(IF(AND($F42=\"Standard\",$I42=8),Reference!$B$97,(IF(AND($F42=\"Medium\",$I42=8),Reference!$B$98,(IF(AND($F42=\"High\",$I42=8),Reference!$B$99,(IF(AND($F42=\"Standard\",$I42=9),Reference!$B$130,(IF(AND($F42=\"Medium\",$I42=9),Reference!$B$131,(IF(AND($F42=\"High\",$I42=9),Reference!$B$132,(IF(AND($F42=\"Standard\",$I42=11),Reference!$B$133,(IF(AND($F42=\"Medium\",$I42=11),Reference!$B$134,(IF(AND($F42=\"High\",$I42=11),Reference!$B$135,(IF(AND($F42=\"Standard\",$I42=12),Reference!$B$133,(IF(AND($F42=\"Medium\",$I42=12),Reference!$B$134,(IF(AND($F42=\"High\",$I42=12),Reference!$B$135,(IF(AND($F42=\"Standard\",$I42=13),Reference!$B$136,(IF(AND($F42=\"Medium\",$I42=13),Reference!$B$137,(IF(AND($F42=\"High\",$I42=13),Reference!$B$138,(IF(AND($F42=\"Standard\",$I42=16),Reference!$B$139,(IF(AND($F42=\"Medium\",$I42=16),Reference!$B$140,(IF(AND($F42=\"High\",$I42=16),Reference!$B$141,(IF(AND($F42=\"Standard\",$I42=17),Reference!$B$139,(IF(AND($F42=\"Medium\",$I42=17),Reference!$B$140,(IF(AND($F42=\"High\",$I42=17),Reference!$B$141,(IF(AND($F42=\"Standard\",$I42=18),Reference!$B$142,(IF(AND($F42=\"Medium\",$I42=18),Reference!$B$143,(IF(AND($F42=\"High\",$I42=18),Reference!$B$144,(IF(AND($F42=\"Standard\",$I42=21),Reference!$B$145,(IF(AND($F42=\"Medium\",$I42=21),Reference!$B$146,(IF(AND($F42=\"High\",$I42=21),Reference!$B$147,(IF(AND($F42=\"Standard\",$I42=23),Reference!$B$148,(IF(AND($F42=\"Medium\",$I42=23),Reference!$B$149,(IF(AND($F42=\"High\",$I42=23),Reference!$B$150,0))))))))))))))))))))))))))))))))))))))))))))))))))))))))))))))))))))))))))))))))))))),0)),(IF($G42>0,((IF(AND($F42=\"Standard\",$I42=2),Reference!$B$91,(IF(AND($F42=\"Medium\",$I42=2),Reference!$B$92,(IF(AND($F42=\"High\",$I42=2),Reference!$B$93,(IF(AND($F42=\"Standard\",$I42=3),Reference!$B$91,(IF(AND($F42=\"Medium\",$I42=3),Reference!$B$92,(IF(AND($F42=\"High\",$I42=3),Reference!$B$93,(IF(AND($F42=\"Standard\",$I42=4),Reference!$B$94,(IF(AND($F42=\"Medium\",$I42=4),Reference!$B$95,(IF(AND($F42=\"High\",$I42=4),Reference!$B$96,(IF(AND($F42=\"Standard\",$I42=7),Reference!$B$97,(IF(AND($F42=\"Medium\",$I42=7),Reference!$B$98,(IF(AND($F42=\"High\",$I42=7),Reference!$B$99,(IF(AND($F42=\"Standard\",$I42=8),Reference!$B$97,(IF(AND($F42=\"Medium\",$I42=8),Reference!$B$98,(IF(AND($F42=\"High\",$I42=8),Reference!$B$99,(IF(AND($F42=\"Standard\",$I42=9),Reference!$B$100,(IF(AND($F42=\"Medium\",$I42=9),Reference!$B$101,(IF(AND($F42=\"High\",$I42=9),Reference!$B$102,(IF(AND($F42=\"Standard\",$I42=11),Reference!$B$103,(IF(AND($F42=\"Medium\",$I42=11),Reference!$B$104,(IF(AND($F42=\"High\",$I42=11),Reference!$B$105,(IF(AND($F42=\"Standard\",$I42=12),Reference!$B$103,(IF(AND($F42=\"Medium\",$I42=12),Reference!$B$104,(IF(AND($F42=\"High\",$I42=12),Reference!$B$105,(IF(AND($F42=\"Standard\",$I42=13),Reference!$B$106,(IF(AND($F42=\"Medium\",$I42=13),Reference!$B$107,(IF(AND($F42=\"High\",$I42=13),Reference!$B$108,(IF(AND($F42=\"Standard\",$I42=16),Reference!$B$109,(IF(AND($F42=\"Medium\",$I42=16),Reference!$B$110,(IF(AND($F42=\"High\",$I42=16),Reference!$B$111,(IF(AND($F42=\"Standard\",$I42=17),Reference!$B$109,(IF(AND($F42=\"Medium\",$I42=17),Reference!$B$110,(IF(AND($F42=\"High\",$I42=17),Reference!$B$111,(IF(AND($F42=\"Standard\",$I42=18),Reference!$B$112,(IF(AND($F42=\"Medium\",$I42=18),Reference!$B$113,(IF(AND($F42=\"High\",$I42=18),Reference!$B$114,(IF(AND($F42=\"Standard\",$I42=21),Reference!$B$115,(IF(AND($F42=\"Medium\",$I42=21),Reference!$B$116,(IF(AND($F42=\"High\",$I42=21),Reference!$B$117,(IF(AND($F42=\"Standard\",$I42=23),Reference!$B$118,(IF(AND($F42=\"Medium\",$I42=23),Reference!$B$119,(IF(AND($F42=\"High\",$I42=23),Reference!$B$120,0))))))))))))))))))))))))))))))))))))))))))))))))))))))))))))))))))))))))))))))))))))),0)))","v":0},{"$f":"IF($D$3=\"UL\",(IF($G42>0,((IF(AND($F42=\"Standard\",$I42=2),Reference!$C$121,(IF(AND($F42=\"Medium\",$I42=2),Reference!$C$122,(IF(AND($F42=\"High\",$I42=2),Reference!$C$123,(IF(AND($F42=\"Standard\",$I42=3),Reference!$C$121,(IF(AND($F42=\"Medium\",$I42=3),Reference!$C$122,(IF(AND($F42=\"High\",$I42=3),Reference!$C$123,(IF(AND($F42=\"Standard\",$I42=4),Reference!$C$124,(IF(AND($F42=\"Medium\",$I42=4),Reference!$C$125,(IF(AND($F42=\"High\",$I42=4),Reference!$C$126,(IF(AND($F42=\"Standard\",$I42=7),Reference!$C$127,(IF(AND($F42=\"Medium\",$I42=7),Reference!$C$128,(IF(AND($F42=\"High\",$I42=7),Reference!$C$129,(IF(AND($F42=\"Standard\",$I42=8),Reference!$C$97,(IF(AND($F42=\"Medium\",$I42=8),Reference!$C$98,(IF(AND($F42=\"High\",$I42=8),Reference!$C$99,(IF(AND($F42=\"Standard\",$I42=9),Reference!$C$130,(IF(AND($F42=\"Medium\",$I42=9),Reference!$C$131,(IF(AND($F42=\"High\",$I42=9),Reference!$C$132,(IF(AND($F42=\"Standard\",$I42=11),Reference!$C$133,(IF(AND($F42=\"Medium\",$I42=11),Reference!$C$134,(IF(AND($F42=\"High\",$I42=11),Reference!$C$135,(IF(AND($F42=\"Standard\",$I42=12),Reference!$C$133,(IF(AND($F42=\"Medium\",$I42=12),Reference!$C$134,(IF(AND($F42=\"High\",$I42=12),Reference!$C$135,(IF(AND($F42=\"Standard\",$I42=13),Reference!$C$136,(IF(AND($F42=\"Medium\",$I42=13),Reference!$C$137,(IF(AND($F42=\"High\",$I42=13),Reference!$C$138,(IF(AND($F42=\"Standard\",$I42=16),Reference!$C$139,(IF(AND($F42=\"Medium\",$I42=16),Reference!$C$140,(IF(AND($F42=\"High\",$I42=16),Reference!$C$141,(IF(AND($F42=\"Standard\",$I42=17),Reference!$C$139,(IF(AND($F42=\"Medium\",$I42=17),Reference!$C$140,(IF(AND($F42=\"High\",$I42=17),Reference!$C$141,(IF(AND($F42=\"Standard\",$I42=18),Reference!$C$142,(IF(AND($F42=\"Medium\",$I42=18),Reference!$C$143,(IF(AND($F42=\"High\",$I42=18),Reference!$C$144,(IF(AND($F42=\"Standard\",$I42=21),Reference!$C$145,(IF(AND($F42=\"Medium\",$I42=21),Reference!$C$146,(IF(AND($F42=\"High\",$I42=21),Reference!$C$147,(IF(AND($F42=\"Standard\",$I42=23),Reference!$C$148,(IF(AND($F42=\"Medium\",$I42=23),Reference!$C$149,(IF(AND($F42=\"High\",$I42=23),Reference!$C$150,0))))))))))))))))))))))))))))))))))))))))))))))))))))))))))))))))))))))))))))))))))))),0)),(IF($G42>0,((IF(AND($F42=\"Standard\",$I42=2),Reference!$C$91,(IF(AND($F42=\"Medium\",$I42=2),Reference!$C$92,(IF(AND($F42=\"High\",$I42=2),Reference!$C$93,(IF(AND($F42=\"Standard\",$I42=3),Reference!$C$91,(IF(AND($F42=\"Medium\",$I42=3),Reference!$C$92,(IF(AND($F42=\"High\",$I42=3),Reference!$C$93,(IF(AND($F42=\"Standard\",$I42=4),Reference!$C$94,(IF(AND($F42=\"Medium\",$I42=4),Reference!$C$95,(IF(AND($F42=\"High\",$I42=4),Reference!$C$96,(IF(AND($F42=\"Standard\",$I42=7),Reference!$C$97,(IF(AND($F42=\"Medium\",$I42=7),Reference!$C$98,(IF(AND($F42=\"High\",$I42=7),Reference!$C$99,(IF(AND($F42=\"Standard\",$I42=8),Reference!$C$97,(IF(AND($F42=\"Medium\",$I42=8),Reference!$C$98,(IF(AND($F42=\"High\",$I42=8),Reference!$C$99,(IF(AND($F42=\"Standard\",$I42=9),Reference!$C$100,(IF(AND($F42=\"Medium\",$I42=9),Reference!$C$101,(IF(AND($F42=\"High\",$I42=9),Reference!$C$102,(IF(AND($F42=\"Standard\",$I42=11),Reference!$C$103,(IF(AND($F42=\"Medium\",$I42=11),Reference!$C$104,(IF(AND($F42=\"High\",$I42=11),Reference!$C$105,(IF(AND($F42=\"Standard\",$I42=12),Reference!$C$103,(IF(AND($F42=\"Medium\",$I42=12),Reference!$C$104,(IF(AND($F42=\"High\",$I42=12),Reference!$C$105,(IF(AND($F42=\"Standard\",$I42=13),Reference!$C$106,(IF(AND($F42=\"Medium\",$I42=13),Reference!$C$107,(IF(AND($F42=\"High\",$I42=13),Reference!$C$108,(IF(AND($F42=\"Standard\",$I42=16),Reference!$C$109,(IF(AND($F42=\"Medium\",$I42=16),Reference!$C$110,(IF(AND($F42=\"High\",$I42=16),Reference!$C$111,(IF(AND($F42=\"Standard\",$I42=17),Reference!$C$109,(IF(AND($F42=\"Medium\",$I42=17),Reference!$C$110,(IF(AND($F42=\"High\",$I42=17),Reference!$C$111,(IF(AND($F42=\"Standard\",$I42=18),Reference!$C$112,(IF(AND($F42=\"Medium\",$I42=18),Reference!$C$113,(IF(AND($F42=\"High\",$I42=18),Reference!$C$114,(IF(AND($F42=\"Standard\",$I42=21),Reference!$C$115,(IF(AND($F42=\"Medium\",$I42=21),Reference!$C$116,(IF(AND($F42=\"High\",$I42=21),Reference!$C$117,(IF(AND($F42=\"Standard\",$I42=23),Reference!$C$118,(IF(AND($F42=\"Medium\",$I42=23),Reference!$C$119,(IF(AND($F42=\"High\",$I42=23),Reference!$C$120,0))))))))))))))))))))))))))))))))))))))))))))))))))))))))))))))))))))))))))))))))))))),0)))","v":0},{"$f":"IF($D$3=\"UL\",(IF($G42>0,((IF(AND($F42=\"Standard\",$I42=2),Reference!$D$121,(IF(AND($F42=\"Medium\",$I42=2),Reference!$D$122,(IF(AND($F42=\"High\",$I42=2),Reference!$D$123,(IF(AND($F42=\"Standard\",$I42=3),Reference!$D$121,(IF(AND($F42=\"Medium\",$I42=3),Reference!$D$122,(IF(AND($F42=\"High\",$I42=3),Reference!$D$123,(IF(AND($F42=\"Standard\",$I42=4),Reference!$D$124,(IF(AND($F42=\"Medium\",$I42=4),Reference!$D$125,(IF(AND($F42=\"High\",$I42=4),Reference!$D$126,(IF(AND($F42=\"Standard\",$I42=7),Reference!$D$127,(IF(AND($F42=\"Medium\",$I42=7),Reference!$D$128,(IF(AND($F42=\"High\",$I42=7),Reference!$D$129,(IF(AND($F42=\"Standard\",$I42=8),Reference!$D$97,(IF(AND($F42=\"Medium\",$I42=8),Reference!$D$98,(IF(AND($F42=\"High\",$I42=8),Reference!$D$99,(IF(AND($F42=\"Standard\",$I42=9),Reference!$D$130,(IF(AND($F42=\"Medium\",$I42=9),Reference!$D$131,(IF(AND($F42=\"High\",$I42=9),Reference!$D$132,(IF(AND($F42=\"Standard\",$I42=11),Reference!$D$133,(IF(AND($F42=\"Medium\",$I42=11),Reference!$D$134,(IF(AND($F42=\"High\",$I42=11),Reference!$D$135,(IF(AND($F42=\"Standard\",$I42=12),Reference!$D$133,(IF(AND($F42=\"Medium\",$I42=12),Reference!$D$134,(IF(AND($F42=\"High\",$I42=12),Reference!$D$135,(IF(AND($F42=\"Standard\",$I42=13),Reference!$D$136,(IF(AND($F42=\"Medium\",$I42=13),Reference!$D$137,(IF(AND($F42=\"High\",$I42=13),Reference!$D$138,(IF(AND($F42=\"Standard\",$I42=16),Reference!$D$139,(IF(AND($F42=\"Medium\",$I42=16),Reference!$D$140,(IF(AND($F42=\"High\",$I42=16),Reference!$D$141,(IF(AND($F42=\"Standard\",$I42=17),Reference!$D$139,(IF(AND($F42=\"Medium\",$I42=17),Reference!$D$140,(IF(AND($F42=\"High\",$I42=17),Reference!$D$141,(IF(AND($F42=\"Standard\",$I42=18),Reference!$D$142,(IF(AND($F42=\"Medium\",$I42=18),Reference!$D$143,(IF(AND($F42=\"High\",$I42=18),Reference!$D$144,(IF(AND($F42=\"Standard\",$I42=21),Reference!$D$145,(IF(AND($F42=\"Medium\",$I42=21),Reference!$D$146,(IF(AND($F42=\"High\",$I42=21),Reference!$D$147,(IF(AND($F42=\"Standard\",$I42=23),Reference!$D$148,(IF(AND($F42=\"Medium\",$I42=23),Reference!$D$149,(IF(AND($F42=\"High\",$I42=23),Reference!$D$150,0))))))))))))))))))))))))))))))))))))))))))))))))))))))))))))))))))))))))))))))))))))),0)),(IF($G42>0,((IF(AND($F42=\"Standard\",$I42=2),Reference!$D$91,(IF(AND($F42=\"Medium\",$I42=2),Reference!$D$92,(IF(AND($F42=\"High\",$I42=2),Reference!$D$93,(IF(AND($F42=\"Standard\",$I42=3),Reference!$D$91,(IF(AND($F42=\"Medium\",$I42=3),Reference!$D$92,(IF(AND($F42=\"High\",$I42=3),Reference!$D$93,(IF(AND($F42=\"Standard\",$I42=4),Reference!$D$94,(IF(AND($F42=\"Medium\",$I42=4),Reference!$D$95,(IF(AND($F42=\"High\",$I42=4),Reference!$D$96,(IF(AND($F42=\"Standard\",$I42=7),Reference!$D$97,(IF(AND($F42=\"Medium\",$I42=7),Reference!$D$98,(IF(AND($F42=\"High\",$I42=7),Reference!$D$99,(IF(AND($F42=\"Standard\",$I42=8),Reference!$D$97,(IF(AND($F42=\"Medium\",$I42=8),Reference!$D$98,(IF(AND($F42=\"High\",$I42=8),Reference!$D$99,(IF(AND($F42=\"Standard\",$I42=9),Reference!$D$100,(IF(AND($F42=\"Medium\",$I42=9),Reference!$D$101,(IF(AND($F42=\"High\",$I42=9),Reference!$D$102,(IF(AND($F42=\"Standard\",$I42=11),Reference!$D$103,(IF(AND($F42=\"Medium\",$I42=11),Reference!$D$104,(IF(AND($F42=\"High\",$I42=11),Reference!$D$105,(IF(AND($F42=\"Standard\",$I42=12),Reference!$D$103,(IF(AND($F42=\"Medium\",$I42=12),Reference!$D$104,(IF(AND($F42=\"High\",$I42=12),Reference!$D$105,(IF(AND($F42=\"Standard\",$I42=13),Reference!$D$106,(IF(AND($F42=\"Medium\",$I42=13),Reference!$D$107,(IF(AND($F42=\"High\",$I42=13),Reference!$D$108,(IF(AND($F42=\"Standard\",$I42=16),Reference!$D$109,(IF(AND($F42=\"Medium\",$I42=16),Reference!$D$110,(IF(AND($F42=\"High\",$I42=16),Reference!$D$111,(IF(AND($F42=\"Standard\",$I42=17),Reference!$D$109,(IF(AND($F42=\"Medium\",$I42=17),Reference!$D$110,(IF(AND($F42=\"High\",$I42=17),Reference!$D$111,(IF(AND($F42=\"Standard\",$I42=18),Reference!$D$112,(IF(AND($F42=\"Medium\",$I42=18),Reference!$D$113,(IF(AND($F42=\"High\",$I42=18),Reference!$D$114,(IF(AND($F42=\"Standard\",$I42=21),Reference!$D$115,(IF(AND($F42=\"Medium\",$I42=21),Reference!$D$116,(IF(AND($F42=\"High\",$I42=21),Reference!$D$117,(IF(AND($F42=\"Standard\",$I42=23),Reference!$D$118,(IF(AND($F42=\"Medium\",$I42=23),Reference!$D$119,(IF(AND($F42=\"High\",$I42=23),Reference!$D$120,0))))))))))))))))))))))))))))))))))))))))))))))))))))))))))))))))))))))))))))))))))))),0)))","v":0},0,0,0,null,"No",0,0,0,0,{"$f":"IF($AN42=\"Yes\",IF($AO42=1,Reference!#REF!,IF($AO42=2,Reference!#REF!,IF($AO42=3,Reference!#REF!,0))),(IF($AP42=1,IF($AR42=2,Reference!$C$194,IF($AR42=3,Reference!$C$196,IF($AR42=4,Reference!$C$198,0))),IF($AP42=2,IF($AR42=3,Reference!$C$195,IF($AR42=4,Reference!$C$197,IF($AR42=5,Reference!$C$199,0))),0))))","v":0},{"$f":"IF(AN42=\"Yes\",IF($AO42=1,Reference!#REF!,IF($AO42=2,Reference!#REF!,IF($AO42=3,Reference!#REF!,0))),(IF($AP42=1,IF($AR42=2,Reference!$E$194,IF($AR42=3,Reference!$E$196,IF($AR42=4,Reference!$E$198,0))),IF($AP42=2,IF($AR42=3,Reference!$E$195,IF($AR42=4,Reference!$E$197,IF($AR42=5,Reference!$E$199,0))),0))))","v":0},{"$f":"IF($AN42=\"Yes\",IF($AO42=1,Reference!#REF!,IF($AO42=2,Reference!#REF!,IF($AO42=3,Reference!#REF!,0))),(IF($AP42=1,IF($AR42=2,Reference!$D$194,IF($AR42=3,Reference!$D$196,IF($AR42=4,Reference!$D$198,0))),IF($AP42=2,IF($AR42=3,Reference!$D$195,IF($AR42=4,Reference!$D$197,IF($AR42=5,Reference!$D$199,0))),0))))","v":0},0,null,0,0,null,{"$f":"IF($AX42=\"Yes\",(IF($AZ42=\"NU2\",Reference!$B$221,IF($AZ42=\"NU2D\",Reference!$B$222,IF($AZ42=\"NU5N\",Reference!$B$223,IF($AZ42=\"NU5DN\",Reference!$B$224,IF($AZ42=\"NU5DOData\",Reference!$B$225,IF($AZ42=\"NU5DOFD\",Reference!$B$227,\"\"))))))),0)","v":0},{"$f":"IF($AX42=\"Yes\",(IF($AZ42=\"NU2\",Reference!$D$221,IF($AZ42=\"NU2D\",Reference!$D$222,IF($AZ42=\"NU5N\",Reference!$D$223,IF($AZ42=\"NU5DN\",Reference!$D$224,IF($AZ42=\"NU5DOData\",Reference!$D$225,IF($AZ42=\"NU5DOFD\",Reference!$D$227,0))))))),0)","v":0},{"$f":"IF($AX42=\"Yes\",(IF($AZ42=\"NU2\",Reference!$E$221,IF($AZ42=\"NU2D\",Reference!$E$222,IF($AZ42=\"NU5N\",Reference!$E$223,IF($AZ42=\"NU5DN\",Reference!$E$224,IF($AZ42=\"NU5DOData\",Reference!$E$225,IF($AZ42=\"NU5DOFD\",Reference!$E$227,IF($AZ42=\"NU5DF\",Reference!$E$226,0)))))))),0)","v":0},null,null,null,0,{"$f":"IF($BE42=\"AD-10-1960\",Reference!$G$232,IF($BE42=\"AD-10-1963\",Reference!$G$233,IF($BE42=\"AD-10-1966\",Reference!$G$237,IF($BE42=\"AD-10-1975\",Reference!$G$237,IF($BE42=\"AD-10-1980\",Reference!$G$238,IF($BE42=\"AD-10-2000\",Reference!$G$235,IF($BE42=\"AD-10-2010\",Reference!$G$236,\"\")))))))","v":""},{"$f":"IF($BE42=\"AD-10-1960\",Reference!$F$232,IF($BE42=\"AD-10-1963\",Reference!$F$233,IF($BE42=\"AD-10-1966\",Reference!$F$237,IF($BE42=\"AD-10-1975\",Reference!$F$237,IF($BE42=\"AD-10-1980\",Reference!$F$238,IF($BE42=\"AD-10-2000\",Reference!$F$235,IF($BE42=\"AD-10-2010\",Reference!$F$236,\"\")))))))","v":""},{"$f":"IF($BE42=\"AD-10-1960\",Reference!$E$232,IF($BE42=\"AD-10-1963\",Reference!$E$233,IF($BE42=\"AD-10-1966\",Reference!$E$237,IF($BE42=\"AD-10-1975\",Reference!$E$237,IF($BE42=\"AD-10-1980\",Reference!$E$238,IF($BE42=\"AD-10-2000\",Reference!$E$235,IF($BE42=\"AD-10-2010\",Reference!$E$236,\"\")))))))","v":""},null,0,{"$f":"(IF($D42>0,(IF($BL42=\"AD-05-5400\",'Battery Consumption'!$D$5,IF($BL42=\"AD-05-5410\",'Battery Consumption'!$D$6,IF($BL42=\"AD-05-5405\",'Battery Consumption'!$D$7,IF($BL42=\"AD-05-5415\",'Battery Consumption'!$D$8,IF($BL42=\"AD-05-5425\",'Battery Consumption'!$D$9,IF($BL42=\"AD-05-5420\",'Battery Consumption'!$D$10,IF($BL42=\"AD-05-5430\",'Battery Consumption'!$D$11,IF($BL42=\"AD-05-5440\",'Battery Consumption'!$D$12,IF($BL42=\"AD-05-5435\",'Battery Consumption'!$D$13,IF($BL42=\"AD-05-5445\",'Battery Consumption'!$D$14,IF($BL42=\"AD-05-5455\",'Battery Consumption'!$D$15,IF($BL42=\"AD-05-5450\",'Battery Consumption'!$D$16,IF($BL42=\"AD-05-5460\",'Battery Consumption'!$D$17,IF($BL42=\"AD-05-5465\",'Battery Consumption'!$D$18,IF($BL42=\"AD-05-5470\",'Battery Consumption'!$D$19,IF($BL42=\"AD-05-5401\",'Battery Consumption'!$D$20,IF($BL42=\"AD-05-5413\",'Battery Consumption'!$D$21,IF($BL42=\"AD-05-5406\",'Battery Consumption'!$D$22,IF($BL42=\"AD-05-5416\",'Battery Consumption'!$D$23,IF($BL42=\"AD-05-5426\",'Battery Consumption'!$D$24,IF($BL42=\"AD-05-5421\",'Battery Consumption'!$D$25,IF($BL42=\"AD-05-5432\",'Battery Consumption'!$D$26,IF($BL42=\"AD-05-5441\",'Battery Consumption'!$D$27,IF($BL42=\"AD-05-5437\",'Battery Consumption'!$D$28,IF($BL42=\"AD-05-5446\",'Battery Consumption'!$D$29,IF($BL42=\"AD-05-5456\",'Battery Consumption'!$D$30,IF($BL42=\"AD-05-5451\",'Battery Consumption'!$D$31,IF($BL42=\"AD-05-5461\",'Battery Consumption'!$D$32,IF($BL42=\"AD-05-5471\",'Battery Consumption'!$D$33,IF($BL42=\"AD-05-5466\",'Battery Consumption'!$D$34,0))))))))))))))))))))))))))))))),0))","v":0},0,{"$f":"(IF($D42>0,(IF($BL42=\"AD-05-5400\",'Battery Consumption'!$E$5,IF($BL42=\"AD-05-5410\",'Battery Consumption'!$E$6,IF($BL42=\"AD-05-5405\",'Battery Consumption'!$E$7,IF($BL42=\"AD-05-5415\",'Battery Consumption'!$E$8,IF($BL42=\"AD-05-5425\",'Battery Consumption'!$E$9,IF($BL42=\"AD-05-5420\",'Battery Consumption'!$E$10,IF($BL42=\"AD-05-5430\",'Battery Consumption'!$E$11,IF($BL42=\"AD-05-5440\",'Battery Consumption'!$E$12,IF($BL42=\"AD-05-5435\",'Battery Consumption'!$E$13,IF($BL42=\"AD-05-5445\",'Battery Consumption'!$E$14,IF($BL42=\"AD-05-5455\",'Battery Consumption'!$E$15,IF($BL42=\"AD-05-5450\",'Battery Consumption'!$E$16,IF($BL42=\"AD-05-5460\",'Battery Consumption'!$E$17,IF($BL42=\"AD-05-5465\",'Battery Consumption'!$E$18,IF($BL42=\"AD-05-5470\",'Battery Consumption'!$E$19,IF($BL42=\"AD-05-5401\",'Battery Consumption'!$E$20,IF($BL42=\"AD-05-5413\",'Battery Consumption'!$E$21,IF($BL42=\"AD-05-5406\",'Battery Consumption'!$E$22,IF($BL42=\"AD-05-5416\",'Battery Consumption'!$E$23,IF($BL42=\"AD-05-5426\",'Battery Consumption'!$E$24,IF($BL42=\"AD-05-5421\",'Battery Consumption'!$E$25,IF($BL42=\"AD-05-5432\",'Battery Consumption'!$E$26,IF($BL42=\"AD-05-5441\",'Battery Consumption'!$E$27,IF($BL42=\"AD-05-5437\",'Battery Consumption'!$E$28,IF($BL42=\"AD-05-5446\",'Battery Consumption'!$E$29,IF($BL42=\"AD-05-5456\",'Battery Consumption'!$E$30,IF($BL42=\"AD-05-5451\",'Battery Consumption'!$E$31,IF($BL42=\"AD-05-5461\",'Battery Consumption'!$E$32,IF($BL42=\"AD-05-5471\",'Battery Consumption'!$E$33,IF($BL42=\"AD-05-5466\",'Battery Consumption'!$E$34,0))))))))))))))))))))))))))))))),0))","v":0},0,0,{"$f":"IF($D42>0,(IF($BQ42<12,Reference!$J$259,IF($BQ42<24,Reference!$J$260,IF($BQ42<65,Reference!$J$260,\"Get your own\")))),0)","v":0},{"$f":"IF($D42>0,(IF($BQ42<12,Reference!$F$259,IF($BQ42<24,Reference!$F$260,IF($BQ42<65,Reference!$F$260,\"Get your own\")))),0)","v":0},{"$f":"IF($D42>0,(IF($BQ42<12,Reference!$H$259,IF($BQ42<24,Reference!$H$260,IF($BQ42<65,Reference!$H$260,\"Get your own\")))),0)","v":0},null,0,null,null,"AD-10-5415","FM-Medium:Freeze ProSens - DM-TP-10-L-F-U ",0,"FM"]
[37,null,null,null,null,null,0,0,0,0,0,0,0,0,0,null,{"$f":"IF($D$3=\"UL\",(IF(AND($G43=1,$H43=1),Reference!$C$53,IF(AND($G43=2,$H43=1),Reference!$C$54,IF(AND($G43=3,$H43=1),Reference!$C$55,IF(AND($G43=1,$H43=2),Reference!$C$56,IF(AND($G43=2,$H43=2),Reference!$C$57,IF(AND($G43=3,$H43=2),Reference!$C$58,IF(AND($G43=1,$H43=3),Reference!$C$59,IF(AND($G43=2,$H43=3),Reference!$C$60,IF(AND($G43=3,$H43=3),Reference!$C$61,IF(AND($G43=1,$H43=4),Reference!$C$62,IF(AND($G43=2,$H43=4),Reference!$C$63,IF(AND($G43=3,$H43=4),Reference!$C$64,IF(AND($G43=1,$H43=5),Reference!$C$65,IF(AND($G43=2,$H43=5),Reference!$C$66,IF(AND($G43=3,$H43=5),Reference!$C$67,0)))))))))))))))),(IF(AND($G43=1,$H43=1),Reference!$C$38,IF(AND($G43=2,$H43=1),Reference!$C$39,IF(AND($G43=3,$H43=1),Reference!$C$40,IF(AND($G43=1,$H43=2),Reference!$C$41,IF(AND($G43=2,$H43=2),Reference!$C$42,IF(AND($G43=3,$H43=2),Reference!$C$43,IF(AND($G43=1,$H43=3),Reference!$C$44,IF(AND($G43=2,$H43=3),Reference!$C$45,IF(AND($G43=3,$H43=3),Reference!$C$46,IF(AND($G43=1,$H43=4),Reference!$C$47,IF(AND($G43=2,$H43=4),Reference!$C$48,IF(AND($G43=3,$H43=4),Reference!$C$49,IF(AND($G43=1,$H43=5),Reference!$C$50,IF(AND($G43=2,$H43=5),Reference!$C$51,IF(AND($G43=3,$H43=5),Reference!$C$52,0)))))))))))))))))","v":0},{"$f":"IF($D$3=\"UL\",(IF(AND($G43=1,$H43=1),Reference!$B$53,IF(AND($G43=2,$H43=1),Reference!$B$54,IF(AND($G43=3,$H43=1),Reference!$B$55,IF(AND($G43=1,$H43=2),Reference!$B$56,IF(AND($G43=2,$H43=2),Reference!$B$57,IF(AND($G43=3,$H43=2),Reference!$B$58,IF(AND($G43=1,$H43=3),Reference!$B$59,IF(AND($G43=2,$H43=3),Reference!$B$60,IF(AND($G43=3,$H43=3),Reference!$B$61,IF(AND($G43=1,$H43=4),Reference!$B$62,IF(AND($G43=2,$H43=4),Reference!$B$63,IF(AND($G43=3,$H43=4),Reference!$B$64,IF(AND($G43=1,$H43=5),Reference!$B$65,IF(AND($G43=2,$H43=5),Reference!$B$66,IF(AND($G43=3,$H43=5),Reference!$B$67,0)))))))))))))))),(IF(AND($G43=1,$H43=1),Reference!$B$38,IF(AND($G43=2,$H43=1),Reference!$B$39,IF(AND($G43=3,$H43=1),Reference!$B$40,IF(AND($G43=1,$H43=2),Reference!$B$41,IF(AND($G43=2,$H43=2),Reference!$B$42,IF(AND($G43=3,$H43=2),Reference!$B$43,IF(AND($G43=1,$H43=3),Reference!$B$44,IF(AND($G43=2,$H43=3),Reference!$B$45,IF(AND($G43=3,$H43=3),Reference!$B$46,IF(AND($G43=1,$H43=4),Reference!$B$47,IF(AND($G43=2,$H43=4),Reference!$B$48,IF(AND($G43=3,$H43=4),Reference!$B$49,IF(AND($G43=1,$H43=5),Reference!$B$50,IF(AND($G43=2,$H43=5),Reference!$B$51,IF(AND($G43=3,$H43=5),Reference!$B$52,0)))))))))))))))))","v":0},0,0,null,0,0,null,null,null,null,null,0,0,null,null,{"$f":"IF($D$3=\"UL\",(IF($G43>0,((IF(AND($F43=\"Standard\",$I43=2),Reference!$B$121,(IF(AND($F43=\"Medium\",$I43=2),Reference!$B$122,(IF(AND($F43=\"High\",$I43=2),Reference!$B$123,(IF(AND($F43=\"Standard\",$I43=3),Reference!$B$121,(IF(AND($F43=\"Medium\",$I43=3),Reference!$B$122,(IF(AND($F43=\"High\",$I43=3),Reference!$B$123,(IF(AND($F43=\"Standard\",$I43=4),Reference!$B$124,(IF(AND($F43=\"Medium\",$I43=4),Reference!$B$125,(IF(AND($F43=\"High\",$I43=4),Reference!$B$126,(IF(AND($F43=\"Standard\",$I43=7),Reference!$B$127,(IF(AND($F43=\"Medium\",$I43=7),Reference!$B$128,(IF(AND($F43=\"High\",$I43=7),Reference!$B$129,(IF(AND($F43=\"Standard\",$I43=8),Reference!$B$97,(IF(AND($F43=\"Medium\",$I43=8),Reference!$B$98,(IF(AND($F43=\"High\",$I43=8),Reference!$B$99,(IF(AND($F43=\"Standard\",$I43=9),Reference!$B$130,(IF(AND($F43=\"Medium\",$I43=9),Reference!$B$131,(IF(AND($F43=\"High\",$I43=9),Reference!$B$132,(IF(AND($F43=\"Standard\",$I43=11),Reference!$B$133,(IF(AND($F43=\"Medium\",$I43=11),Reference!$B$134,(IF(AND($F43=\"High\",$I43=11),Reference!$B$135,(IF(AND($F43=\"Standard\",$I43=12),Reference!$B$133,(IF(AND($F43=\"Medium\",$I43=12),Reference!$B$134,(IF(AND($F43=\"High\",$I43=12),Reference!$B$135,(IF(AND($F43=\"Standard\",$I43=13),Reference!$B$136,(IF(AND($F43=\"Medium\",$I43=13),Reference!$B$137,(IF(AND($F43=\"High\",$I43=13),Reference!$B$138,(IF(AND($F43=\"Standard\",$I43=16),Reference!$B$139,(IF(AND($F43=\"Medium\",$I43=16),Reference!$B$140,(IF(AND($F43=\"High\",$I43=16),Reference!$B$141,(IF(AND($F43=\"Standard\",$I43=17),Reference!$B$139,(IF(AND($F43=\"Medium\",$I43=17),Reference!$B$140,(IF(AND($F43=\"High\",$I43=17),Reference!$B$141,(IF(AND($F43=\"Standard\",$I43=18),Reference!$B$142,(IF(AND($F43=\"Medium\",$I43=18),Reference!$B$143,(IF(AND($F43=\"High\",$I43=18),Reference!$B$144,(IF(AND($F43=\"Standard\",$I43=21),Reference!$B$145,(IF(AND($F43=\"Medium\",$I43=21),Reference!$B$146,(IF(AND($F43=\"High\",$I43=21),Reference!$B$147,(IF(AND($F43=\"Standard\",$I43=23),Reference!$B$148,(IF(AND($F43=\"Medium\",$I43=23),Reference!$B$149,(IF(AND($F43=\"High\",$I43=23),Reference!$B$150,0))))))))))))))))))))))))))))))))))))))))))))))))))))))))))))))))))))))))))))))))))))),0)),(IF($G43>0,((IF(AND($F43=\"Standard\",$I43=2),Reference!$B$91,(IF(AND($F43=\"Medium\",$I43=2),Reference!$B$92,(IF(AND($F43=\"High\",$I43=2),Reference!$B$93,(IF(AND($F43=\"Standard\",$I43=3),Reference!$B$91,(IF(AND($F43=\"Medium\",$I43=3),Reference!$B$92,(IF(AND($F43=\"High\",$I43=3),Reference!$B$93,(IF(AND($F43=\"Standard\",$I43=4),Reference!$B$94,(IF(AND($F43=\"Medium\",$I43=4),Reference!$B$95,(IF(AND($F43=\"High\",$I43=4),Reference!$B$96,(IF(AND($F43=\"Standard\",$I43=7),Reference!$B$97,(IF(AND($F43=\"Medium\",$I43=7),Reference!$B$98,(IF(AND($F43=\"High\",$I43=7),Reference!$B$99,(IF(AND($F43=\"Standard\",$I43=8),Reference!$B$97,(IF(AND($F43=\"Medium\",$I43=8),Reference!$B$98,(IF(AND($F43=\"High\",$I43=8),Reference!$B$99,(IF(AND($F43=\"Standard\",$I43=9),Reference!$B$100,(IF(AND($F43=\"Medium\",$I43=9),Reference!$B$101,(IF(AND($F43=\"High\",$I43=9),Reference!$B$102,(IF(AND($F43=\"Standard\",$I43=11),Reference!$B$103,(IF(AND($F43=\"Medium\",$I43=11),Reference!$B$104,(IF(AND($F43=\"High\",$I43=11),Reference!$B$105,(IF(AND($F43=\"Standard\",$I43=12),Reference!$B$103,(IF(AND($F43=\"Medium\",$I43=12),Reference!$B$104,(IF(AND($F43=\"High\",$I43=12),Reference!$B$105,(IF(AND($F43=\"Standard\",$I43=13),Reference!$B$106,(IF(AND($F43=\"Medium\",$I43=13),Reference!$B$107,(IF(AND($F43=\"High\",$I43=13),Reference!$B$108,(IF(AND($F43=\"Standard\",$I43=16),Reference!$B$109,(IF(AND($F43=\"Medium\",$I43=16),Reference!$B$110,(IF(AND($F43=\"High\",$I43=16),Reference!$B$111,(IF(AND($F43=\"Standard\",$I43=17),Reference!$B$109,(IF(AND($F43=\"Medium\",$I43=17),Reference!$B$110,(IF(AND($F43=\"High\",$I43=17),Reference!$B$111,(IF(AND($F43=\"Standard\",$I43=18),Reference!$B$112,(IF(AND($F43=\"Medium\",$I43=18),Reference!$B$113,(IF(AND($F43=\"High\",$I43=18),Reference!$B$114,(IF(AND($F43=\"Standard\",$I43=21),Reference!$B$115,(IF(AND($F43=\"Medium\",$I43=21),Reference!$B$116,(IF(AND($F43=\"High\",$I43=21),Reference!$B$117,(IF(AND($F43=\"Standard\",$I43=23),Reference!$B$118,(IF(AND($F43=\"Medium\",$I43=23),Reference!$B$119,(IF(AND($F43=\"High\",$I43=23),Reference!$B$120,0))))))))))))))))))))))))))))))))))))))))))))))))))))))))))))))))))))))))))))))))))))),0)))","v":0},{"$f":"IF($D$3=\"UL\",(IF($G43>0,((IF(AND($F43=\"Standard\",$I43=2),Reference!$C$121,(IF(AND($F43=\"Medium\",$I43=2),Reference!$C$122,(IF(AND($F43=\"High\",$I43=2),Reference!$C$123,(IF(AND($F43=\"Standard\",$I43=3),Reference!$C$121,(IF(AND($F43=\"Medium\",$I43=3),Reference!$C$122,(IF(AND($F43=\"High\",$I43=3),Reference!$C$123,(IF(AND($F43=\"Standard\",$I43=4),Reference!$C$124,(IF(AND($F43=\"Medium\",$I43=4),Reference!$C$125,(IF(AND($F43=\"High\",$I43=4),Reference!$C$126,(IF(AND($F43=\"Standard\",$I43=7),Reference!$C$127,(IF(AND($F43=\"Medium\",$I43=7),Reference!$C$128,(IF(AND($F43=\"High\",$I43=7),Reference!$C$129,(IF(AND($F43=\"Standard\",$I43=8),Reference!$C$97,(IF(AND($F43=\"Medium\",$I43=8),Reference!$C$98,(IF(AND($F43=\"High\",$I43=8),Reference!$C$99,(IF(AND($F43=\"Standard\",$I43=9),Reference!$C$130,(IF(AND($F43=\"Medium\",$I43=9),Reference!$C$131,(IF(AND($F43=\"High\",$I43=9),Reference!$C$132,(IF(AND($F43=\"Standard\",$I43=11),Reference!$C$133,(IF(AND($F43=\"Medium\",$I43=11),Reference!$C$134,(IF(AND($F43=\"High\",$I43=11),Reference!$C$135,(IF(AND($F43=\"Standard\",$I43=12),Reference!$C$133,(IF(AND($F43=\"Medium\",$I43=12),Reference!$C$134,(IF(AND($F43=\"High\",$I43=12),Reference!$C$135,(IF(AND($F43=\"Standard\",$I43=13),Reference!$C$136,(IF(AND($F43=\"Medium\",$I43=13),Reference!$C$137,(IF(AND($F43=\"High\",$I43=13),Reference!$C$138,(IF(AND($F43=\"Standard\",$I43=16),Reference!$C$139,(IF(AND($F43=\"Medium\",$I43=16),Reference!$C$140,(IF(AND($F43=\"High\",$I43=16),Reference!$C$141,(IF(AND($F43=\"Standard\",$I43=17),Reference!$C$139,(IF(AND($F43=\"Medium\",$I43=17),Reference!$C$140,(IF(AND($F43=\"High\",$I43=17),Reference!$C$141,(IF(AND($F43=\"Standard\",$I43=18),Reference!$C$142,(IF(AND($F43=\"Medium\",$I43=18),Reference!$C$143,(IF(AND($F43=\"High\",$I43=18),Reference!$C$144,(IF(AND($F43=\"Standard\",$I43=21),Reference!$C$145,(IF(AND($F43=\"Medium\",$I43=21),Reference!$C$146,(IF(AND($F43=\"High\",$I43=21),Reference!$C$147,(IF(AND($F43=\"Standard\",$I43=23),Reference!$C$148,(IF(AND($F43=\"Medium\",$I43=23),Reference!$C$149,(IF(AND($F43=\"High\",$I43=23),Reference!$C$150,0))))))))))))))))))))))))))))))))))))))))))))))))))))))))))))))))))))))))))))))))))))),0)),(IF($G43>0,((IF(AND($F43=\"Standard\",$I43=2),Reference!$C$91,(IF(AND($F43=\"Medium\",$I43=2),Reference!$C$92,(IF(AND($F43=\"High\",$I43=2),Reference!$C$93,(IF(AND($F43=\"Standard\",$I43=3),Reference!$C$91,(IF(AND($F43=\"Medium\",$I43=3),Reference!$C$92,(IF(AND($F43=\"High\",$I43=3),Reference!$C$93,(IF(AND($F43=\"Standard\",$I43=4),Reference!$C$94,(IF(AND($F43=\"Medium\",$I43=4),Reference!$C$95,(IF(AND($F43=\"High\",$I43=4),Reference!$C$96,(IF(AND($F43=\"Standard\",$I43=7),Reference!$C$97,(IF(AND($F43=\"Medium\",$I43=7),Reference!$C$98,(IF(AND($F43=\"High\",$I43=7),Reference!$C$99,(IF(AND($F43=\"Standard\",$I43=8),Reference!$C$97,(IF(AND($F43=\"Medium\",$I43=8),Reference!$C$98,(IF(AND($F43=\"High\",$I43=8),Reference!$C$99,(IF(AND($F43=\"Standard\",$I43=9),Reference!$C$100,(IF(AND($F43=\"Medium\",$I43=9),Reference!$C$101,(IF(AND($F43=\"High\",$I43=9),Reference!$C$102,(IF(AND($F43=\"Standard\",$I43=11),Reference!$C$103,(IF(AND($F43=\"Medium\",$I43=11),Reference!$C$104,(IF(AND($F43=\"High\",$I43=11),Reference!$C$105,(IF(AND($F43=\"Standard\",$I43=12),Reference!$C$103,(IF(AND($F43=\"Medium\",$I43=12),Reference!$C$104,(IF(AND($F43=\"High\",$I43=12),Reference!$C$105,(IF(AND($F43=\"Standard\",$I43=13),Reference!$C$106,(IF(AND($F43=\"Medium\",$I43=13),Reference!$C$107,(IF(AND($F43=\"High\",$I43=13),Reference!$C$108,(IF(AND($F43=\"Standard\",$I43=16),Reference!$C$109,(IF(AND($F43=\"Medium\",$I43=16),Reference!$C$110,(IF(AND($F43=\"High\",$I43=16),Reference!$C$111,(IF(AND($F43=\"Standard\",$I43=17),Reference!$C$109,(IF(AND($F43=\"Medium\",$I43=17),Reference!$C$110,(IF(AND($F43=\"High\",$I43=17),Reference!$C$111,(IF(AND($F43=\"Standard\",$I43=18),Reference!$C$112,(IF(AND($F43=\"Medium\",$I43=18),Reference!$C$113,(IF(AND($F43=\"High\",$I43=18),Reference!$C$114,(IF(AND($F43=\"Standard\",$I43=21),Reference!$C$115,(IF(AND($F43=\"Medium\",$I43=21),Reference!$C$116,(IF(AND($F43=\"High\",$I43=21),Reference!$C$117,(IF(AND($F43=\"Standard\",$I43=23),Reference!$C$118,(IF(AND($F43=\"Medium\",$I43=23),Reference!$C$119,(IF(AND($F43=\"High\",$I43=23),Reference!$C$120,0))))))))))))))))))))))))))))))))))))))))))))))))))))))))))))))))))))))))))))))))))))),0)))","v":0},{"$f":"IF($D$3=\"UL\",(IF($G43>0,((IF(AND($F43=\"Standard\",$I43=2),Reference!$D$121,(IF(AND($F43=\"Medium\",$I43=2),Reference!$D$122,(IF(AND($F43=\"High\",$I43=2),Reference!$D$123,(IF(AND($F43=\"Standard\",$I43=3),Reference!$D$121,(IF(AND($F43=\"Medium\",$I43=3),Reference!$D$122,(IF(AND($F43=\"High\",$I43=3),Reference!$D$123,(IF(AND($F43=\"Standard\",$I43=4),Reference!$D$124,(IF(AND($F43=\"Medium\",$I43=4),Reference!$D$125,(IF(AND($F43=\"High\",$I43=4),Reference!$D$126,(IF(AND($F43=\"Standard\",$I43=7),Reference!$D$127,(IF(AND($F43=\"Medium\",$I43=7),Reference!$D$128,(IF(AND($F43=\"High\",$I43=7),Reference!$D$129,(IF(AND($F43=\"Standard\",$I43=8),Reference!$D$97,(IF(AND($F43=\"Medium\",$I43=8),Reference!$D$98,(IF(AND($F43=\"High\",$I43=8),Reference!$D$99,(IF(AND($F43=\"Standard\",$I43=9),Reference!$D$130,(IF(AND($F43=\"Medium\",$I43=9),Reference!$D$131,(IF(AND($F43=\"High\",$I43=9),Reference!$D$132,(IF(AND($F43=\"Standard\",$I43=11),Reference!$D$133,(IF(AND($F43=\"Medium\",$I43=11),Reference!$D$134,(IF(AND($F43=\"High\",$I43=11),Reference!$D$135,(IF(AND($F43=\"Standard\",$I43=12),Reference!$D$133,(IF(AND($F43=\"Medium\",$I43=12),Reference!$D$134,(IF(AND($F43=\"High\",$I43=12),Reference!$D$135,(IF(AND($F43=\"Standard\",$I43=13),Reference!$D$136,(IF(AND($F43=\"Medium\",$I43=13),Reference!$D$137,(IF(AND($F43=\"High\",$I43=13),Reference!$D$138,(IF(AND($F43=\"Standard\",$I43=16),Reference!$D$139,(IF(AND($F43=\"Medium\",$I43=16),Reference!$D$140,(IF(AND($F43=\"High\",$I43=16),Reference!$D$141,(IF(AND($F43=\"Standard\",$I43=17),Reference!$D$139,(IF(AND($F43=\"Medium\",$I43=17),Reference!$D$140,(IF(AND($F43=\"High\",$I43=17),Reference!$D$141,(IF(AND($F43=\"Standard\",$I43=18),Reference!$D$142,(IF(AND($F43=\"Medium\",$I43=18),Reference!$D$143,(IF(AND($F43=\"High\",$I43=18),Reference!$D$144,(IF(AND($F43=\"Standard\",$I43=21),Reference!$D$145,(IF(AND($F43=\"Medium\",$I43=21),Reference!$D$146,(IF(AND($F43=\"High\",$I43=21),Reference!$D$147,(IF(AND($F43=\"Standard\",$I43=23),Reference!$D$148,(IF(AND($F43=\"Medium\",$I43=23),Reference!$D$149,(IF(AND($F43=\"High\",$I43=23),Reference!$D$150,0))))))))))))))))))))))))))))))))))))))))))))))))))))))))))))))))))))))))))))))))))))),0)),(IF($G43>0,((IF(AND($F43=\"Standard\",$I43=2),Reference!$D$91,(IF(AND($F43=\"Medium\",$I43=2),Reference!$D$92,(IF(AND($F43=\"High\",$I43=2),Reference!$D$93,(IF(AND($F43=\"Standard\",$I43=3),Reference!$D$91,(IF(AND($F43=\"Medium\",$I43=3),Reference!$D$92,(IF(AND($F43=\"High\",$I43=3),Reference!$D$93,(IF(AND($F43=\"Standard\",$I43=4),Reference!$D$94,(IF(AND($F43=\"Medium\",$I43=4),Reference!$D$95,(IF(AND($F43=\"High\",$I43=4),Reference!$D$96,(IF(AND($F43=\"Standard\",$I43=7),Reference!$D$97,(IF(AND($F43=\"Medium\",$I43=7),Reference!$D$98,(IF(AND($F43=\"High\",$I43=7),Reference!$D$99,(IF(AND($F43=\"Standard\",$I43=8),Reference!$D$97,(IF(AND($F43=\"Medium\",$I43=8),Reference!$D$98,(IF(AND($F43=\"High\",$I43=8),Reference!$D$99,(IF(AND($F43=\"Standard\",$I43=9),Reference!$D$100,(IF(AND($F43=\"Medium\",$I43=9),Reference!$D$101,(IF(AND($F43=\"High\",$I43=9),Reference!$D$102,(IF(AND($F43=\"Standard\",$I43=11),Reference!$D$103,(IF(AND($F43=\"Medium\",$I43=11),Reference!$D$104,(IF(AND($F43=\"High\",$I43=11),Reference!$D$105,(IF(AND($F43=\"Standard\",$I43=12),Reference!$D$103,(IF(AND($F43=\"Medium\",$I43=12),Reference!$D$104,(IF(AND($F43=\"High\",$I43=12),Reference!$D$105,(IF(AND($F43=\"Standard\",$I43=13),Reference!$D$106,(IF(AND($F43=\"Medium\",$I43=13),Reference!$D$107,(IF(AND($F43=\"High\",$I43=13),Reference!$D$108,(IF(AND($F43=\"Standard\",$I43=16),Reference!$D$109,(IF(AND($F43=\"Medium\",$I43=16),Reference!$D$110,(IF(AND($F43=\"High\",$I43=16),Reference!$D$111,(IF(AND($F43=\"Standard\",$I43=17),Reference!$D$109,(IF(AND($F43=\"Medium\",$I43=17),Reference!$D$110,(IF(AND($F43=\"High\",$I43=17),Reference!$D$111,(IF(AND($F43=\"Standard\",$I43=18),Reference!$D$112,(IF(AND($F43=\"Medium\",$I43=18),Reference!$D$113,(IF(AND($F43=\"High\",$I43=18),Reference!$D$114,(IF(AND($F43=\"Standard\",$I43=21),Reference!$D$115,(IF(AND($F43=\"Medium\",$I43=21),Reference!$D$116,(IF(AND($F43=\"High\",$I43=21),Reference!$D$117,(IF(AND($F43=\"Standard\",$I43=23),Reference!$D$118,(IF(AND($F43=\"Medium\",$I43=23),Reference!$D$119,(IF(AND($F43=\"High\",$I43=23),Reference!$D$120,0))))))))))))))))))))))))))))))))))))))))))))))))))))))))))))))))))))))))))))))))))))),0)))","v":0},0,0,0,null,"No",0,0,0,0,{"$f":"IF($AN43=\"Yes\",IF($AO43=1,Reference!#REF!,IF($AO43=2,Reference!#REF!,IF($AO43=3,Reference!#REF!,0))),(IF($AP43=1,IF($AR43=2,Reference!$C$194,IF($AR43=3,Reference!$C$196,IF($AR43=4,Reference!$C$198,0))),IF($AP43=2,IF($AR43=3,Reference!$C$195,IF($AR43=4,Reference!$C$197,IF($AR43=5,Reference!$C$199,0))),0))))","v":0},{"$f":"IF(AN43=\"Yes\",IF($AO43=1,Reference!#REF!,IF($AO43=2,Reference!#REF!,IF($AO43=3,Reference!#REF!,0))),(IF($AP43=1,IF($AR43=2,Reference!$E$194,IF($AR43=3,Reference!$E$196,IF($AR43=4,Reference!$E$198,0))),IF($AP43=2,IF($AR43=3,Reference!$E$195,IF($AR43=4,Reference!$E$197,IF($AR43=5,Reference!$E$199,0))),0))))","v":0},{"$f":"IF($AN43=\"Yes\",IF($AO43=1,Reference!#REF!,IF($AO43=2,Reference!#REF!,IF($AO43=3,Reference!#REF!,0))),(IF($AP43=1,IF($AR43=2,Reference!$D$194,IF($AR43=3,Reference!$D$196,IF($AR43=4,Reference!$D$198,0))),IF($AP43=2,IF($AR43=3,Reference!$D$195,IF($AR43=4,Reference!$D$197,IF($AR43=5,Reference!$D$199,0))),0))))","v":0},0,null,0,0,null,{"$f":"IF($AX43=\"Yes\",(IF($AZ43=\"NU2\",Reference!$B$221,IF($AZ43=\"NU2D\",Reference!$B$222,IF($AZ43=\"NU5N\",Reference!$B$223,IF($AZ43=\"NU5DN\",Reference!$B$224,IF($AZ43=\"NU5DOData\",Reference!$B$225,IF($AZ43=\"NU5DOFD\",Reference!$B$227,\"\"))))))),0)","v":0},{"$f":"IF($AX43=\"Yes\",(IF($AZ43=\"NU2\",Reference!$D$221,IF($AZ43=\"NU2D\",Reference!$D$222,IF($AZ43=\"NU5N\",Reference!$D$223,IF($AZ43=\"NU5DN\",Reference!$D$224,IF($AZ43=\"NU5DOData\",Reference!$D$225,IF($AZ43=\"NU5DOFD\",Reference!$D$227,0))))))),0)","v":0},{"$f":"IF($AX43=\"Yes\",(IF($AZ43=\"NU2\",Reference!$E$221,IF($AZ43=\"NU2D\",Reference!$E$222,IF($AZ43=\"NU5N\",Reference!$E$223,IF($AZ43=\"NU5DN\",Reference!$E$224,IF($AZ43=\"NU5DOData\",Reference!$E$225,IF($AZ43=\"NU5DOFD\",Reference!$E$227,IF($AZ43=\"NU5DF\",Reference!$E$226,0)))))))),0)","v":0},null,null,null,0,{"$f":"IF($BE43=\"AD-10-1960\",Reference!$G$232,IF($BE43=\"AD-10-1963\",Reference!$G$233,IF($BE43=\"AD-10-1966\",Reference!$G$237,IF($BE43=\"AD-10-1975\",Reference!$G$237,IF($BE43=\"AD-10-1980\",Reference!$G$238,IF($BE43=\"AD-10-2000\",Reference!$G$235,IF($BE43=\"AD-10-2010\",Reference!$G$236,\"\")))))))","v":""},{"$f":"IF($BE43=\"AD-10-1960\",Reference!$F$232,IF($BE43=\"AD-10-1963\",Reference!$F$233,IF($BE43=\"AD-10-1966\",Reference!$F$237,IF($BE43=\"AD-10-1975\",Reference!$F$237,IF($BE43=\"AD-10-1980\",Reference!$F$238,IF($BE43=\"AD-10-2000\",Reference!$F$235,IF($BE43=\"AD-10-2010\",Reference!$F$236,\"\")))))))","v":""},{"$f":"IF($BE43=\"AD-10-1960\",Reference!$E$232,IF($BE43=\"AD-10-1963\",Reference!$E$233,IF($BE43=\"AD-10-1966\",Reference!$E$237,IF($BE43=\"AD-10-1975\",Reference!$E$237,IF($BE43=\"AD-10-1980\",Reference!$E$238,IF($BE43=\"AD-10-2000\",Reference!$E$235,IF($BE43=\"AD-10-2010\",Reference!$E$236,\"\")))))))","v":""},null,0,{"$f":"(IF($D43>0,(IF($BL43=\"AD-05-5400\",'Battery Consumption'!$D$5,IF($BL43=\"AD-05-5410\",'Battery Consumption'!$D$6,IF($BL43=\"AD-05-5405\",'Battery Consumption'!$D$7,IF($BL43=\"AD-05-5415\",'Battery Consumption'!$D$8,IF($BL43=\"AD-05-5425\",'Battery Consumption'!$D$9,IF($BL43=\"AD-05-5420\",'Battery Consumption'!$D$10,IF($BL43=\"AD-05-5430\",'Battery Consumption'!$D$11,IF($BL43=\"AD-05-5440\",'Battery Consumption'!$D$12,IF($BL43=\"AD-05-5435\",'Battery Consumption'!$D$13,IF($BL43=\"AD-05-5445\",'Battery Consumption'!$D$14,IF($BL43=\"AD-05-5455\",'Battery Consumption'!$D$15,IF($BL43=\"AD-05-5450\",'Battery Consumption'!$D$16,IF($BL43=\"AD-05-5460\",'Battery Consumption'!$D$17,IF($BL43=\"AD-05-5465\",'Battery Consumption'!$D$18,IF($BL43=\"AD-05-5470\",'Battery Consumption'!$D$19,IF($BL43=\"AD-05-5401\",'Battery Consumption'!$D$20,IF($BL43=\"AD-05-5413\",'Battery Consumption'!$D$21,IF($BL43=\"AD-05-5406\",'Battery Consumption'!$D$22,IF($BL43=\"AD-05-5416\",'Battery Consumption'!$D$23,IF($BL43=\"AD-05-5426\",'Battery Consumption'!$D$24,IF($BL43=\"AD-05-5421\",'Battery Consumption'!$D$25,IF($BL43=\"AD-05-5432\",'Battery Consumption'!$D$26,IF($BL43=\"AD-05-5441\",'Battery Consumption'!$D$27,IF($BL43=\"AD-05-5437\",'Battery Consumption'!$D$28,IF($BL43=\"AD-05-5446\",'Battery Consumption'!$D$29,IF($BL43=\"AD-05-5456\",'Battery Consumption'!$D$30,IF($BL43=\"AD-05-5451\",'Battery Consumption'!$D$31,IF($BL43=\"AD-05-5461\",'Battery Consumption'!$D$32,IF($BL43=\"AD-05-5471\",'Battery Consumption'!$D$33,IF($BL43=\"AD-05-5466\",'Battery Consumption'!$D$34,0))))))))))))))))))))))))))))))),0))","v":0},0,{"$f":"(IF($D43>0,(IF($BL43=\"AD-05-5400\",'Battery Consumption'!$E$5,IF($BL43=\"AD-05-5410\",'Battery Consumption'!$E$6,IF($BL43=\"AD-05-5405\",'Battery Consumption'!$E$7,IF($BL43=\"AD-05-5415\",'Battery Consumption'!$E$8,IF($BL43=\"AD-05-5425\",'Battery Consumption'!$E$9,IF($BL43=\"AD-05-5420\",'Battery Consumption'!$E$10,IF($BL43=\"AD-05-5430\",'Battery Consumption'!$E$11,IF($BL43=\"AD-05-5440\",'Battery Consumption'!$E$12,IF($BL43=\"AD-05-5435\",'Battery Consumption'!$E$13,IF($BL43=\"AD-05-5445\",'Battery Consumption'!$E$14,IF($BL43=\"AD-05-5455\",'Battery Consumption'!$E$15,IF($BL43=\"AD-05-5450\",'Battery Consumption'!$E$16,IF($BL43=\"AD-05-5460\",'Battery Consumption'!$E$17,IF($BL43=\"AD-05-5465\",'Battery Consumption'!$E$18,IF($BL43=\"AD-05-5470\",'Battery Consumption'!$E$19,IF($BL43=\"AD-05-5401\",'Battery Consumption'!$E$20,IF($BL43=\"AD-05-5413\",'Battery Consumption'!$E$21,IF($BL43=\"AD-05-5406\",'Battery Consumption'!$E$22,IF($BL43=\"AD-05-5416\",'Battery Consumption'!$E$23,IF($BL43=\"AD-05-5426\",'Battery Consumption'!$E$24,IF($BL43=\"AD-05-5421\",'Battery Consumption'!$E$25,IF($BL43=\"AD-05-5432\",'Battery Consumption'!$E$26,IF($BL43=\"AD-05-5441\",'Battery Consumption'!$E$27,IF($BL43=\"AD-05-5437\",'Battery Consumption'!$E$28,IF($BL43=\"AD-05-5446\",'Battery Consumption'!$E$29,IF($BL43=\"AD-05-5456\",'Battery Consumption'!$E$30,IF($BL43=\"AD-05-5451\",'Battery Consumption'!$E$31,IF($BL43=\"AD-05-5461\",'Battery Consumption'!$E$32,IF($BL43=\"AD-05-5471\",'Battery Consumption'!$E$33,IF($BL43=\"AD-05-5466\",'Battery Consumption'!$E$34,0))))))))))))))))))))))))))))))),0))","v":0},0,0,{"$f":"IF($D43>0,(IF($BQ43<12,Reference!$J$259,IF($BQ43<24,Reference!$J$260,IF($BQ43<65,Reference!$J$260,\"Get your own\")))),0)","v":0},{"$f":"IF($D43>0,(IF($BQ43<12,Reference!$F$259,IF($BQ43<24,Reference!$F$260,IF($BQ43<65,Reference!$F$260,\"Get your own\")))),0)","v":0},{"$f":"IF($D43>0,(IF($BQ43<12,Reference!$H$259,IF($BQ43<24,Reference!$H$260,IF($BQ43<65,Reference!$H$260,\"Get your own\")))),0)","v":0},null,0,null,null,"AD-10-5420","FM-High: Freeze ProSens - DM-TP-01-L-F-U",0,"FM"]
[38,null,null,null,null,null,0,0,0,0,0,0,0,0,0,null,{"$f":"IF($D$3=\"UL\",(IF(AND($G44=1,$H44=1),Reference!$C$53,IF(AND($G44=2,$H44=1),Reference!$C$54,IF(AND($G44=3,$H44=1),Reference!$C$55,IF(AND($G44=1,$H44=2),Reference!$C$56,IF(AND($G44=2,$H44=2),Reference!$C$57,IF(AND($G44=3,$H44=2),Reference!$C$58,IF(AND($G44=1,$H44=3),Reference!$C$59,IF(AND($G44=2,$H44=3),Reference!$C$60,IF(AND($G44=3,$H44=3),Reference!$C$61,IF(AND($G44=1,$H44=4),Reference!$C$62,IF(AND($G44=2,$H44=4),Reference!$C$63,IF(AND($G44=3,$H44=4),Reference!$C$64,IF(AND($G44=1,$H44=5),Reference!$C$65,IF(AND($G44=2,$H44=5),Reference!$C$66,IF(AND($G44=3,$H44=5),Reference!$C$67,0)))))))))))))))),(IF(AND($G44=1,$H44=1),Reference!$C$38,IF(AND($G44=2,$H44=1),Reference!$C$39,IF(AND($G44=3,$H44=1),Reference!$C$40,IF(AND($G44=1,$H44=2),Reference!$C$41,IF(AND($G44=2,$H44=2),Reference!$C$42,IF(AND($G44=3,$H44=2),Reference!$C$43,IF(AND($G44=1,$H44=3),Reference!$C$44,IF(AND($G44=2,$H44=3),Reference!$C$45,IF(AND($G44=3,$H44=3),Reference!$C$46,IF(AND($G44=1,$H44=4),Reference!$C$47,IF(AND($G44=2,$H44=4),Reference!$C$48,IF(AND($G44=3,$H44=4),Reference!$C$49,IF(AND($G44=1,$H44=5),Reference!$C$50,IF(AND($G44=2,$H44=5),Reference!$C$51,IF(AND($G44=3,$H44=5),Reference!$C$52,0)))))))))))))))))","v":0},{"$f":"IF($D$3=\"UL\",(IF(AND($G44=1,$H44=1),Reference!$B$53,IF(AND($G44=2,$H44=1),Reference!$B$54,IF(AND($G44=3,$H44=1),Reference!$B$55,IF(AND($G44=1,$H44=2),Reference!$B$56,IF(AND($G44=2,$H44=2),Reference!$B$57,IF(AND($G44=3,$H44=2),Reference!$B$58,IF(AND($G44=1,$H44=3),Reference!$B$59,IF(AND($G44=2,$H44=3),Reference!$B$60,IF(AND($G44=3,$H44=3),Reference!$B$61,IF(AND($G44=1,$H44=4),Reference!$B$62,IF(AND($G44=2,$H44=4),Reference!$B$63,IF(AND($G44=3,$H44=4),Reference!$B$64,IF(AND($G44=1,$H44=5),Reference!$B$65,IF(AND($G44=2,$H44=5),Reference!$B$66,IF(AND($G44=3,$H44=5),Reference!$B$67,0)))))))))))))))),(IF(AND($G44=1,$H44=1),Reference!$B$38,IF(AND($G44=2,$H44=1),Reference!$B$39,IF(AND($G44=3,$H44=1),Reference!$B$40,IF(AND($G44=1,$H44=2),Reference!$B$41,IF(AND($G44=2,$H44=2),Reference!$B$42,IF(AND($G44=3,$H44=2),Reference!$B$43,IF(AND($G44=1,$H44=3),Reference!$B$44,IF(AND($G44=2,$H44=3),Reference!$B$45,IF(AND($G44=3,$H44=3),Reference!$B$46,IF(AND($G44=1,$H44=4),Reference!$B$47,IF(AND($G44=2,$H44=4),Reference!$B$48,IF(AND($G44=3,$H44=4),Reference!$B$49,IF(AND($G44=1,$H44=5),Reference!$B$50,IF(AND($G44=2,$H44=5),Reference!$B$51,IF(AND($G44=3,$H44=5),Reference!$B$52,0)))))))))))))))))","v":0},0,0,null,0,0,null,null,null,null,null,0,0,null,null,{"$f":"IF($D$3=\"UL\",(IF($G44>0,((IF(AND($F44=\"Standard\",$I44=2),Reference!$B$121,(IF(AND($F44=\"Medium\",$I44=2),Reference!$B$122,(IF(AND($F44=\"High\",$I44=2),Reference!$B$123,(IF(AND($F44=\"Standard\",$I44=3),Reference!$B$121,(IF(AND($F44=\"Medium\",$I44=3),Reference!$B$122,(IF(AND($F44=\"High\",$I44=3),Reference!$B$123,(IF(AND($F44=\"Standard\",$I44=4),Reference!$B$124,(IF(AND($F44=\"Medium\",$I44=4),Reference!$B$125,(IF(AND($F44=\"High\",$I44=4),Reference!$B$126,(IF(AND($F44=\"Standard\",$I44=7),Reference!$B$127,(IF(AND($F44=\"Medium\",$I44=7),Reference!$B$128,(IF(AND($F44=\"High\",$I44=7),Reference!$B$129,(IF(AND($F44=\"Standard\",$I44=8),Reference!$B$97,(IF(AND($F44=\"Medium\",$I44=8),Reference!$B$98,(IF(AND($F44=\"High\",$I44=8),Reference!$B$99,(IF(AND($F44=\"Standard\",$I44=9),Reference!$B$130,(IF(AND($F44=\"Medium\",$I44=9),Reference!$B$131,(IF(AND($F44=\"High\",$I44=9),Reference!$B$132,(IF(AND($F44=\"Standard\",$I44=11),Reference!$B$133,(IF(AND($F44=\"Medium\",$I44=11),Reference!$B$134,(IF(AND($F44=\"High\",$I44=11),Reference!$B$135,(IF(AND($F44=\"Standard\",$I44=12),Reference!$B$133,(IF(AND($F44=\"Medium\",$I44=12),Reference!$B$134,(IF(AND($F44=\"High\",$I44=12),Reference!$B$135,(IF(AND($F44=\"Standard\",$I44=13),Reference!$B$136,(IF(AND($F44=\"Medium\",$I44=13),Reference!$B$137,(IF(AND($F44=\"High\",$I44=13),Reference!$B$138,(IF(AND($F44=\"Standard\",$I44=16),Reference!$B$139,(IF(AND($F44=\"Medium\",$I44=16),Reference!$B$140,(IF(AND($F44=\"High\",$I44=16),Reference!$B$141,(IF(AND($F44=\"Standard\",$I44=17),Reference!$B$139,(IF(AND($F44=\"Medium\",$I44=17),Reference!$B$140,(IF(AND($F44=\"High\",$I44=17),Reference!$B$141,(IF(AND($F44=\"Standard\",$I44=18),Reference!$B$142,(IF(AND($F44=\"Medium\",$I44=18),Reference!$B$143,(IF(AND($F44=\"High\",$I44=18),Reference!$B$144,(IF(AND($F44=\"Standard\",$I44=21),Reference!$B$145,(IF(AND($F44=\"Medium\",$I44=21),Reference!$B$146,(IF(AND($F44=\"High\",$I44=21),Reference!$B$147,(IF(AND($F44=\"Standard\",$I44=23),Reference!$B$148,(IF(AND($F44=\"Medium\",$I44=23),Reference!$B$149,(IF(AND($F44=\"High\",$I44=23),Reference!$B$150,0))))))))))))))))))))))))))))))))))))))))))))))))))))))))))))))))))))))))))))))))))))),0)),(IF($G44>0,((IF(AND($F44=\"Standard\",$I44=2),Reference!$B$91,(IF(AND($F44=\"Medium\",$I44=2),Reference!$B$92,(IF(AND($F44=\"High\",$I44=2),Reference!$B$93,(IF(AND($F44=\"Standard\",$I44=3),Reference!$B$91,(IF(AND($F44=\"Medium\",$I44=3),Reference!$B$92,(IF(AND($F44=\"High\",$I44=3),Reference!$B$93,(IF(AND($F44=\"Standard\",$I44=4),Reference!$B$94,(IF(AND($F44=\"Medium\",$I44=4),Reference!$B$95,(IF(AND($F44=\"High\",$I44=4),Reference!$B$96,(IF(AND($F44=\"Standard\",$I44=7),Reference!$B$97,(IF(AND($F44=\"Medium\",$I44=7),Reference!$B$98,(IF(AND($F44=\"High\",$I44=7),Reference!$B$99,(IF(AND($F44=\"Standard\",$I44=8),Reference!$B$97,(IF(AND($F44=\"Medium\",$I44=8),Reference!$B$98,(IF(AND($F44=\"High\",$I44=8),Reference!$B$99,(IF(AND($F44=\"Standard\",$I44=9),Reference!$B$100,(IF(AND($F44=\"Medium\",$I44=9),Reference!$B$101,(IF(AND($F44=\"High\",$I44=9),Reference!$B$102,(IF(AND($F44=\"Standard\",$I44=11),Reference!$B$103,(IF(AND($F44=\"Medium\",$I44=11),Reference!$B$104,(IF(AND($F44=\"High\",$I44=11),Reference!$B$105,(IF(AND($F44=\"Standard\",$I44=12),Reference!$B$103,(IF(AND($F44=\"Medium\",$I44=12),Reference!$B$104,(IF(AND($F44=\"High\",$I44=12),Reference!$B$105,(IF(AND($F44=\"Standard\",$I44=13),Reference!$B$106,(IF(AND($F44=\"Medium\",$I44=13),Reference!$B$107,(IF(AND($F44=\"High\",$I44=13),Reference!$B$108,(IF(AND($F44=\"Standard\",$I44=16),Reference!$B$109,(IF(AND($F44=\"Medium\",$I44=16),Reference!$B$110,(IF(AND($F44=\"High\",$I44=16),Reference!$B$111,(IF(AND($F44=\"Standard\",$I44=17),Reference!$B$109,(IF(AND($F44=\"Medium\",$I44=17),Reference!$B$110,(IF(AND($F44=\"High\",$I44=17),Reference!$B$111,(IF(AND($F44=\"Standard\",$I44=18),Reference!$B$112,(IF(AND($F44=\"Medium\",$I44=18),Reference!$B$113,(IF(AND($F44=\"High\",$I44=18),Reference!$B$114,(IF(AND($F44=\"Standard\",$I44=21),Reference!$B$115,(IF(AND($F44=\"Medium\",$I44=21),Reference!$B$116,(IF(AND($F44=\"High\",$I44=21),Reference!$B$117,(IF(AND($F44=\"Standard\",$I44=23),Reference!$B$118,(IF(AND($F44=\"Medium\",$I44=23),Reference!$B$119,(IF(AND($F44=\"High\",$I44=23),Reference!$B$120,0))))))))))))))))))))))))))))))))))))))))))))))))))))))))))))))))))))))))))))))))))))),0)))","v":0},{"$f":"IF($D$3=\"UL\",(IF($G44>0,((IF(AND($F44=\"Standard\",$I44=2),Reference!$C$121,(IF(AND($F44=\"Medium\",$I44=2),Reference!$C$122,(IF(AND($F44=\"High\",$I44=2),Reference!$C$123,(IF(AND($F44=\"Standard\",$I44=3),Reference!$C$121,(IF(AND($F44=\"Medium\",$I44=3),Reference!$C$122,(IF(AND($F44=\"High\",$I44=3),Reference!$C$123,(IF(AND($F44=\"Standard\",$I44=4),Reference!$C$124,(IF(AND($F44=\"Medium\",$I44=4),Reference!$C$125,(IF(AND($F44=\"High\",$I44=4),Reference!$C$126,(IF(AND($F44=\"Standard\",$I44=7),Reference!$C$127,(IF(AND($F44=\"Medium\",$I44=7),Reference!$C$128,(IF(AND($F44=\"High\",$I44=7),Reference!$C$129,(IF(AND($F44=\"Standard\",$I44=8),Reference!$C$97,(IF(AND($F44=\"Medium\",$I44=8),Reference!$C$98,(IF(AND($F44=\"High\",$I44=8),Reference!$C$99,(IF(AND($F44=\"Standard\",$I44=9),Reference!$C$130,(IF(AND($F44=\"Medium\",$I44=9),Reference!$C$131,(IF(AND($F44=\"High\",$I44=9),Reference!$C$132,(IF(AND($F44=\"Standard\",$I44=11),Reference!$C$133,(IF(AND($F44=\"Medium\",$I44=11),Reference!$C$134,(IF(AND($F44=\"High\",$I44=11),Reference!$C$135,(IF(AND($F44=\"Standard\",$I44=12),Reference!$C$133,(IF(AND($F44=\"Medium\",$I44=12),Reference!$C$134,(IF(AND($F44=\"High\",$I44=12),Reference!$C$135,(IF(AND($F44=\"Standard\",$I44=13),Reference!$C$136,(IF(AND($F44=\"Medium\",$I44=13),Reference!$C$137,(IF(AND($F44=\"High\",$I44=13),Reference!$C$138,(IF(AND($F44=\"Standard\",$I44=16),Reference!$C$139,(IF(AND($F44=\"Medium\",$I44=16),Reference!$C$140,(IF(AND($F44=\"High\",$I44=16),Reference!$C$141,(IF(AND($F44=\"Standard\",$I44=17),Reference!$C$139,(IF(AND($F44=\"Medium\",$I44=17),Reference!$C$140,(IF(AND($F44=\"High\",$I44=17),Reference!$C$141,(IF(AND($F44=\"Standard\",$I44=18),Reference!$C$142,(IF(AND($F44=\"Medium\",$I44=18),Reference!$C$143,(IF(AND($F44=\"High\",$I44=18),Reference!$C$144,(IF(AND($F44=\"Standard\",$I44=21),Reference!$C$145,(IF(AND($F44=\"Medium\",$I44=21),Reference!$C$146,(IF(AND($F44=\"High\",$I44=21),Reference!$C$147,(IF(AND($F44=\"Standard\",$I44=23),Reference!$C$148,(IF(AND($F44=\"Medium\",$I44=23),Reference!$C$149,(IF(AND($F44=\"High\",$I44=23),Reference!$C$150,0))))))))))))))))))))))))))))))))))))))))))))))))))))))))))))))))))))))))))))))))))))),0)),(IF($G44>0,((IF(AND($F44=\"Standard\",$I44=2),Reference!$C$91,(IF(AND($F44=\"Medium\",$I44=2),Reference!$C$92,(IF(AND($F44=\"High\",$I44=2),Reference!$C$93,(IF(AND($F44=\"Standard\",$I44=3),Reference!$C$91,(IF(AND($F44=\"Medium\",$I44=3),Reference!$C$92,(IF(AND($F44=\"High\",$I44=3),Reference!$C$93,(IF(AND($F44=\"Standard\",$I44=4),Reference!$C$94,(IF(AND($F44=\"Medium\",$I44=4),Reference!$C$95,(IF(AND($F44=\"High\",$I44=4),Reference!$C$96,(IF(AND($F44=\"Standard\",$I44=7),Reference!$C$97,(IF(AND($F44=\"Medium\",$I44=7),Reference!$C$98,(IF(AND($F44=\"High\",$I44=7),Reference!$C$99,(IF(AND($F44=\"Standard\",$I44=8),Reference!$C$97,(IF(AND($F44=\"Medium\",$I44=8),Reference!$C$98,(IF(AND($F44=\"High\",$I44=8),Reference!$C$99,(IF(AND($F44=\"Standard\",$I44=9),Reference!$C$100,(IF(AND($F44=\"Medium\",$I44=9),Reference!$C$101,(IF(AND($F44=\"High\",$I44=9),Reference!$C$102,(IF(AND($F44=\"Standard\",$I44=11),Reference!$C$103,(IF(AND($F44=\"Medium\",$I44=11),Reference!$C$104,(IF(AND($F44=\"High\",$I44=11),Reference!$C$105,(IF(AND($F44=\"Standard\",$I44=12),Reference!$C$103,(IF(AND($F44=\"Medium\",$I44=12),Reference!$C$104,(IF(AND($F44=\"High\",$I44=12),Reference!$C$105,(IF(AND($F44=\"Standard\",$I44=13),Reference!$C$106,(IF(AND($F44=\"Medium\",$I44=13),Reference!$C$107,(IF(AND($F44=\"High\",$I44=13),Reference!$C$108,(IF(AND($F44=\"Standard\",$I44=16),Reference!$C$109,(IF(AND($F44=\"Medium\",$I44=16),Reference!$C$110,(IF(AND($F44=\"High\",$I44=16),Reference!$C$111,(IF(AND($F44=\"Standard\",$I44=17),Reference!$C$109,(IF(AND($F44=\"Medium\",$I44=17),Reference!$C$110,(IF(AND($F44=\"High\",$I44=17),Reference!$C$111,(IF(AND($F44=\"Standard\",$I44=18),Reference!$C$112,(IF(AND($F44=\"Medium\",$I44=18),Reference!$C$113,(IF(AND($F44=\"High\",$I44=18),Reference!$C$114,(IF(AND($F44=\"Standard\",$I44=21),Reference!$C$115,(IF(AND($F44=\"Medium\",$I44=21),Reference!$C$116,(IF(AND($F44=\"High\",$I44=21),Reference!$C$117,(IF(AND($F44=\"Standard\",$I44=23),Reference!$C$118,(IF(AND($F44=\"Medium\",$I44=23),Reference!$C$119,(IF(AND($F44=\"High\",$I44=23),Reference!$C$120,0))))))))))))))))))))))))))))))))))))))))))))))))))))))))))))))))))))))))))))))))))))),0)))","v":0},{"$f":"IF($D$3=\"UL\",(IF($G44>0,((IF(AND($F44=\"Standard\",$I44=2),Reference!$D$121,(IF(AND($F44=\"Medium\",$I44=2),Reference!$D$122,(IF(AND($F44=\"High\",$I44=2),Reference!$D$123,(IF(AND($F44=\"Standard\",$I44=3),Reference!$D$121,(IF(AND($F44=\"Medium\",$I44=3),Reference!$D$122,(IF(AND($F44=\"High\",$I44=3),Reference!$D$123,(IF(AND($F44=\"Standard\",$I44=4),Reference!$D$124,(IF(AND($F44=\"Medium\",$I44=4),Reference!$D$125,(IF(AND($F44=\"High\",$I44=4),Reference!$D$126,(IF(AND($F44=\"Standard\",$I44=7),Reference!$D$127,(IF(AND($F44=\"Medium\",$I44=7),Reference!$D$128,(IF(AND($F44=\"High\",$I44=7),Reference!$D$129,(IF(AND($F44=\"Standard\",$I44=8),Reference!$D$97,(IF(AND($F44=\"Medium\",$I44=8),Reference!$D$98,(IF(AND($F44=\"High\",$I44=8),Reference!$D$99,(IF(AND($F44=\"Standard\",$I44=9),Reference!$D$130,(IF(AND($F44=\"Medium\",$I44=9),Reference!$D$131,(IF(AND($F44=\"High\",$I44=9),Reference!$D$132,(IF(AND($F44=\"Standard\",$I44=11),Reference!$D$133,(IF(AND($F44=\"Medium\",$I44=11),Reference!$D$134,(IF(AND($F44=\"High\",$I44=11),Reference!$D$135,(IF(AND($F44=\"Standard\",$I44=12),Reference!$D$133,(IF(AND($F44=\"Medium\",$I44=12),Reference!$D$134,(IF(AND($F44=\"High\",$I44=12),Reference!$D$135,(IF(AND($F44=\"Standard\",$I44=13),Reference!$D$136,(IF(AND($F44=\"Medium\",$I44=13),Reference!$D$137,(IF(AND($F44=\"High\",$I44=13),Reference!$D$138,(IF(AND($F44=\"Standard\",$I44=16),Reference!$D$139,(IF(AND($F44=\"Medium\",$I44=16),Reference!$D$140,(IF(AND($F44=\"High\",$I44=16),Reference!$D$141,(IF(AND($F44=\"Standard\",$I44=17),Reference!$D$139,(IF(AND($F44=\"Medium\",$I44=17),Reference!$D$140,(IF(AND($F44=\"High\",$I44=17),Reference!$D$141,(IF(AND($F44=\"Standard\",$I44=18),Reference!$D$142,(IF(AND($F44=\"Medium\",$I44=18),Reference!$D$143,(IF(AND($F44=\"High\",$I44=18),Reference!$D$144,(IF(AND($F44=\"Standard\",$I44=21),Reference!$D$145,(IF(AND($F44=\"Medium\",$I44=21),Reference!$D$146,(IF(AND($F44=\"High\",$I44=21),Reference!$D$147,(IF(AND($F44=\"Standard\",$I44=23),Reference!$D$148,(IF(AND($F44=\"Medium\",$I44=23),Reference!$D$149,(IF(AND($F44=\"High\",$I44=23),Reference!$D$150,0))))))))))))))))))))))))))))))))))))))))))))))))))))))))))))))))))))))))))))))))))))),0)),(IF($G44>0,((IF(AND($F44=\"Standard\",$I44=2),Reference!$D$91,(IF(AND($F44=\"Medium\",$I44=2),Reference!$D$92,(IF(AND($F44=\"High\",$I44=2),Reference!$D$93,(IF(AND($F44=\"Standard\",$I44=3),Reference!$D$91,(IF(AND($F44=\"Medium\",$I44=3),Reference!$D$92,(IF(AND($F44=\"High\",$I44=3),Reference!$D$93,(IF(AND($F44=\"Standard\",$I44=4),Reference!$D$94,(IF(AND($F44=\"Medium\",$I44=4),Reference!$D$95,(IF(AND($F44=\"High\",$I44=4),Reference!$D$96,(IF(AND($F44=\"Standard\",$I44=7),Reference!$D$97,(IF(AND($F44=\"Medium\",$I44=7),Reference!$D$98,(IF(AND($F44=\"High\",$I44=7),Reference!$D$99,(IF(AND($F44=\"Standard\",$I44=8),Reference!$D$97,(IF(AND($F44=\"Medium\",$I44=8),Reference!$D$98,(IF(AND($F44=\"High\",$I44=8),Reference!$D$99,(IF(AND($F44=\"Standard\",$I44=9),Reference!$D$100,(IF(AND($F44=\"Medium\",$I44=9),Reference!$D$101,(IF(AND($F44=\"High\",$I44=9),Reference!$D$102,(IF(AND($F44=\"Standard\",$I44=11),Reference!$D$103,(IF(AND($F44=\"Medium\",$I44=11),Reference!$D$104,(IF(AND($F44=\"High\",$I44=11),Reference!$D$105,(IF(AND($F44=\"Standard\",$I44=12),Reference!$D$103,(IF(AND($F44=\"Medium\",$I44=12),Reference!$D$104,(IF(AND($F44=\"High\",$I44=12),Reference!$D$105,(IF(AND($F44=\"Standard\",$I44=13),Reference!$D$106,(IF(AND($F44=\"Medium\",$I44=13),Reference!$D$107,(IF(AND($F44=\"High\",$I44=13),Reference!$D$108,(IF(AND($F44=\"Standard\",$I44=16),Reference!$D$109,(IF(AND($F44=\"Medium\",$I44=16),Reference!$D$110,(IF(AND($F44=\"High\",$I44=16),Reference!$D$111,(IF(AND($F44=\"Standard\",$I44=17),Reference!$D$109,(IF(AND($F44=\"Medium\",$I44=17),Reference!$D$110,(IF(AND($F44=\"High\",$I44=17),Reference!$D$111,(IF(AND($F44=\"Standard\",$I44=18),Reference!$D$112,(IF(AND($F44=\"Medium\",$I44=18),Reference!$D$113,(IF(AND($F44=\"High\",$I44=18),Reference!$D$114,(IF(AND($F44=\"Standard\",$I44=21),Reference!$D$115,(IF(AND($F44=\"Medium\",$I44=21),Reference!$D$116,(IF(AND($F44=\"High\",$I44=21),Reference!$D$117,(IF(AND($F44=\"Standard\",$I44=23),Reference!$D$118,(IF(AND($F44=\"Medium\",$I44=23),Reference!$D$119,(IF(AND($F44=\"High\",$I44=23),Reference!$D$120,0))))))))))))))))))))))))))))))))))))))))))))))))))))))))))))))))))))))))))))))))))))),0)))","v":0},0,0,0,null,"No",0,0,0,0,{"$f":"IF($AN44=\"Yes\",IF($AO44=1,Reference!#REF!,IF($AO44=2,Reference!#REF!,IF($AO44=3,Reference!#REF!,0))),(IF($AP44=1,IF($AR44=2,Reference!$C$194,IF($AR44=3,Reference!$C$196,IF($AR44=4,Reference!$C$198,0))),IF($AP44=2,IF($AR44=3,Reference!$C$195,IF($AR44=4,Reference!$C$197,IF($AR44=5,Reference!$C$199,0))),0))))","v":0},{"$f":"IF(AN44=\"Yes\",IF($AO44=1,Reference!#REF!,IF($AO44=2,Reference!#REF!,IF($AO44=3,Reference!#REF!,0))),(IF($AP44=1,IF($AR44=2,Reference!$E$194,IF($AR44=3,Reference!$E$196,IF($AR44=4,Reference!$E$198,0))),IF($AP44=2,IF($AR44=3,Reference!$E$195,IF($AR44=4,Reference!$E$197,IF($AR44=5,Reference!$E$199,0))),0))))","v":0},{"$f":"IF($AN44=\"Yes\",IF($AO44=1,Reference!#REF!,IF($AO44=2,Reference!#REF!,IF($AO44=3,Reference!#REF!,0))),(IF($AP44=1,IF($AR44=2,Reference!$D$194,IF($AR44=3,Reference!$D$196,IF($AR44=4,Reference!$D$198,0))),IF($AP44=2,IF($AR44=3,Reference!$D$195,IF($AR44=4,Reference!$D$197,IF($AR44=5,Reference!$D$199,0))),0))))","v":0},0,null,0,0,null,{"$f":"IF($AX44=\"Yes\",(IF($AZ44=\"NU2\",Reference!$B$221,IF($AZ44=\"NU2D\",Reference!$B$222,IF($AZ44=\"NU5N\",Reference!$B$223,IF($AZ44=\"NU5DN\",Reference!$B$224,IF($AZ44=\"NU5DOData\",Reference!$B$225,IF($AZ44=\"NU5DOFD\",Reference!$B$227,\"\"))))))),0)","v":0},{"$f":"IF($AX44=\"Yes\",(IF($AZ44=\"NU2\",Reference!$D$221,IF($AZ44=\"NU2D\",Reference!$D$222,IF($AZ44=\"NU5N\",Reference!$D$223,IF($AZ44=\"NU5DN\",Reference!$D$224,IF($AZ44=\"NU5DOData\",Reference!$D$225,IF($AZ44=\"NU5DOFD\",Reference!$D$227,0))))))),0)","v":0},{"$f":"IF($AX44=\"Yes\",(IF($AZ44=\"NU2\",Reference!$E$221,IF($AZ44=\"NU2D\",Reference!$E$222,IF($AZ44=\"NU5N\",Reference!$E$223,IF($AZ44=\"NU5DN\",Reference!$E$224,IF($AZ44=\"NU5DOData\",Reference!$E$225,IF($AZ44=\"NU5DOFD\",Reference!$E$227,IF($AZ44=\"NU5DF\",Reference!$E$226,0)))))))),0)","v":0},null,null,null,0,{"$f":"IF($BE44=\"AD-10-1960\",Reference!$G$232,IF($BE44=\"AD-10-1963\",Reference!$G$233,IF($BE44=\"AD-10-1966\",Reference!$G$237,IF($BE44=\"AD-10-1975\",Reference!$G$237,IF($BE44=\"AD-10-1980\",Reference!$G$238,IF($BE44=\"AD-10-2000\",Reference!$G$235,IF($BE44=\"AD-10-2010\",Reference!$G$236,\"\")))))))","v":""},{"$f":"IF($BE44=\"AD-10-1960\",Reference!$F$232,IF($BE44=\"AD-10-1963\",Reference!$F$233,IF($BE44=\"AD-10-1966\",Reference!$F$237,IF($BE44=\"AD-10-1975\",Reference!$F$237,IF($BE44=\"AD-10-1980\",Reference!$F$238,IF($BE44=\"AD-10-2000\",Reference!$F$235,IF($BE44=\"AD-10-2010\",Reference!$F$236,\"\")))))))","v":""},{"$f":"IF($BE44=\"AD-10-1960\",Reference!$E$232,IF($BE44=\"AD-10-1963\",Reference!$E$233,IF($BE44=\"AD-10-1966\",Reference!$E$237,IF($BE44=\"AD-10-1975\",Reference!$E$237,IF($BE44=\"AD-10-1980\",Reference!$E$238,IF($BE44=\"AD-10-2000\",Reference!$E$235,IF($BE44=\"AD-10-2010\",Reference!$E$236,\"\")))))))","v":""},null,0,{"$f":"(IF($D44>0,(IF($BL44=\"AD-05-5400\",'Battery Consumption'!$D$5,IF($BL44=\"AD-05-5410\",'Battery Consumption'!$D$6,IF($BL44=\"AD-05-5405\",'Battery Consumption'!$D$7,IF($BL44=\"AD-05-5415\",'Battery Consumption'!$D$8,IF($BL44=\"AD-05-5425\",'Battery Consumption'!$D$9,IF($BL44=\"AD-05-5420\",'Battery Consumption'!$D$10,IF($BL44=\"AD-05-5430\",'Battery Consumption'!$D$11,IF($BL44=\"AD-05-5440\",'Battery Consumption'!$D$12,IF($BL44=\"AD-05-5435\",'Battery Consumption'!$D$13,IF($BL44=\"AD-05-5445\",'Battery Consumption'!$D$14,IF($BL44=\"AD-05-5455\",'Battery Consumption'!$D$15,IF($BL44=\"AD-05-5450\",'Battery Consumption'!$D$16,IF($BL44=\"AD-05-5460\",'Battery Consumption'!$D$17,IF($BL44=\"AD-05-5465\",'Battery Consumption'!$D$18,IF($BL44=\"AD-05-5470\",'Battery Consumption'!$D$19,IF($BL44=\"AD-05-5401\",'Battery Consumption'!$D$20,IF($BL44=\"AD-05-5413\",'Battery Consumption'!$D$21,IF($BL44=\"AD-05-5406\",'Battery Consumption'!$D$22,IF($BL44=\"AD-05-5416\",'Battery Consumption'!$D$23,IF($BL44=\"AD-05-5426\",'Battery Consumption'!$D$24,IF($BL44=\"AD-05-5421\",'Battery Consumption'!$D$25,IF($BL44=\"AD-05-5432\",'Battery Consumption'!$D$26,IF($BL44=\"AD-05-5441\",'Battery Consumption'!$D$27,IF($BL44=\"AD-05-5437\",'Battery Consumption'!$D$28,IF($BL44=\"AD-05-5446\",'Battery Consumption'!$D$29,IF($BL44=\"AD-05-5456\",'Battery Consumption'!$D$30,IF($BL44=\"AD-05-5451\",'Battery Consumption'!$D$31,IF($BL44=\"AD-05-5461\",'Battery Consumption'!$D$32,IF($BL44=\"AD-05-5471\",'Battery Consumption'!$D$33,IF($BL44=\"AD-05-5466\",'Battery Consumption'!$D$34,0))))))))))))))))))))))))))))))),0))","v":0},0,{"$f":"(IF($D44>0,(IF($BL44=\"AD-05-5400\",'Battery Consumption'!$E$5,IF($BL44=\"AD-05-5410\",'Battery Consumption'!$E$6,IF($BL44=\"AD-05-5405\",'Battery Consumption'!$E$7,IF($BL44=\"AD-05-5415\",'Battery Consumption'!$E$8,IF($BL44=\"AD-05-5425\",'Battery Consumption'!$E$9,IF($BL44=\"AD-05-5420\",'Battery Consumption'!$E$10,IF($BL44=\"AD-05-5430\",'Battery Consumption'!$E$11,IF($BL44=\"AD-05-5440\",'Battery Consumption'!$E$12,IF($BL44=\"AD-05-5435\",'Battery Consumption'!$E$13,IF($BL44=\"AD-05-5445\",'Battery Consumption'!$E$14,IF($BL44=\"AD-05-5455\",'Battery Consumption'!$E$15,IF($BL44=\"AD-05-5450\",'Battery Consumption'!$E$16,IF($BL44=\"AD-05-5460\",'Battery Consumption'!$E$17,IF($BL44=\"AD-05-5465\",'Battery Consumption'!$E$18,IF($BL44=\"AD-05-5470\",'Battery Consumption'!$E$19,IF($BL44=\"AD-05-5401\",'Battery Consumption'!$E$20,IF($BL44=\"AD-05-5413\",'Battery Consumption'!$E$21,IF($BL44=\"AD-05-5406\",'Battery Consumption'!$E$22,IF($BL44=\"AD-05-5416\",'Battery Consumption'!$E$23,IF($BL44=\"AD-05-5426\",'Battery Consumption'!$E$24,IF($BL44=\"AD-05-5421\",'Battery Consumption'!$E$25,IF($BL44=\"AD-05-5432\",'Battery Consumption'!$E$26,IF($BL44=\"AD-05-5441\",'Battery Consumption'!$E$27,IF($BL44=\"AD-05-5437\",'Battery Consumption'!$E$28,IF($BL44=\"AD-05-5446\",'Battery Consumption'!$E$29,IF($BL44=\"AD-05-5456\",'Battery Consumption'!$E$30,IF($BL44=\"AD-05-5451\",'Battery Consumption'!$E$31,IF($BL44=\"AD-05-5461\",'Battery Consumption'!$E$32,IF($BL44=\"AD-05-5471\",'Battery Consumption'!$E$33,IF($BL44=\"AD-05-5466\",'Battery Consumption'!$E$34,0))))))))))))))))))))))))))))))),0))","v":0},0,0,{"$f":"IF($D44>0,(IF($BQ44<12,Reference!$J$259,IF($BQ44<24,Reference!$J$260,IF($BQ44<65,Reference!$J$260,\"Get your own\")))),0)","v":0},{"$f":"IF($D44>0,(IF($BQ44<12,Reference!$F$259,IF($BQ44<24,Reference!$F$260,IF($BQ44<65,Reference!$F$260,\"Get your own\")))),0)","v":0},{"$f":"IF($D44>0,(IF($BQ44<12,Reference!$H$259,IF($BQ44<24,Reference!$H$260,IF($BQ44<65,Reference!$H$260,\"Get your own\")))),0)","v":0},null,0,null,null,"AD-10-5440","FM-Net-Standard: Std/SL ProSensNet -DM-TT-50-L-U ",0,"FM"]
[null,null,null,null,null,null,{"$f":"IF($C45=\"\",0,IF($C45=\"Standard\",1,IF($C45=\"Silent\",2,IF($C45=\"Freeze\",3))))","v":0},{"$f":"IF($D45>0,(IF(COUNTIF($B45,\"*TP1*\"),1,(IF(COUNTIF($B45,\"*TP3*\"),1,(IF(COUNTIF($B45,\"*TP4*\"),2,(IF(COUNTIF($B45,\"*TP5*\"),3,0)))))))),0)","v":0},null,0,{"$f":"IF($D45>0,(IF(COUNTIF($B45,\"*TP1*\"),4,(IF(COUNTIF($B45,\"*TP3*\"),4,(IF(COUNTIF($B45,\"*TP4*\"),6,(IF(COUNTIF($B45,\"*TP5*\"),8,0)))))))),0)","v":0},null,null,null,null,null,null,null,null,null,null,null," ",null,null,null,null,null,null," ",null,null,null,null,null,null,null,null,null,null,null,null,null,null," ",null,null,null,null,null,null,null," ",null,null,null,null," "," "," ",null,null,null," ",null,null,null,null,null,null,null,null,null,0,null,null,"AD-10-5430","FM-Net-Medium: Std/SL ProSensNet -DM-TT-10-L-U",0,"FM"]
[null,null,null,null,null,null,null,null,null,null,null,null,null,null,null,null,null,null,null,null,"Reference",null,null,null,null,null,null,null,null,null,null,null,null,null,null,null,null,null,null,null,null,null,null,null,null,null,null,null,null,null,null,null,null,null,null,null,null,null,null,null,null,null,null,null,null,null,null,null,null,null,null,null,null,null,null,null,"AD-10-5435","FM-Net-High: Std/SL ProSensNet -DM-TT-01-L-U",0,"FM"]
[null,null,null,null,null,null,null,null,null,null,null,null,null,null,null,null,null,null,null,null,"1 = Single Pipe",null,null,null,null,null,null,null,null,null,null,null,null,null,null,null,null,null,null,null,null,null,null,null,null,null,null,null,null,null,null,null,null,null,null,null,null,null,null,null,null,null,null,null,null,null,null,null,null,null,null,null,null,null,null,null,"AD-10-5455","FM-Net-Standard: Freeze ProSens - DM-TT-50-L-F-U",0,"FM"]
[null,null,null,null,null,null,null,null,null,null,null,null,null,null,null,null,null,null,null,null,"2 = U Pipe",null,null,null,null,null,null,null,null,null,null,null,null,null,null,null,null,null,null,null,null,null,null,null,null,null,null,null,null,null,null,null,null,null,null,null,null,null,null,null,null,null,null,null,null,null,null,null,null,null,null,null,null,null,null,null,"AD-10-5445","FM-Net-Medium:Freeze ProSens - DM-TT-10-L-F-U ",0,"FM"]
[null,null,null,null,null,null,null,null,null,null,null,null,null,null,null,null,null,null,null,null,"3 = M Pipe",null,null,null,null,null,null,null,null,null,null,null,null,null,null,null,null,null,null,null,null,null,null,null,null,null,null,null,null,null,null,null,null,null,null,null,null,null,null,null,null,null,null,null,null,null,null,null,null,null,null,null,null,null,null,null,"AD-10-5450","FM-Net-High: Freeze ProSens - DM-TP-01-L-F-U",0,"FM"]
[null,null,null,null,null,null,null,null,null,null,null,null,null,null,null,null,null,null,null,null,null,null,null,null,null,null,null,null,null,null,null,null,null,null,null,null,null,null,null,null,null,null,null,null,null,null,null,null,null,null,null,null,null,null,null,null,null,null,null,null,null,null,null,null,null,null,null,null,null,null,null,null,null,null,null,null,"AD-05-5460","FM-Standard: Std/SL TopSense-DM-TT-50-L-U ",0,"FM"]
[null,null,null,null,null,null,null,null,null,null,null,null,null,null,null,null,null,null,null,null,null,null,null,null,null,null,null,null,null,null,null,null,null,null,null,null,null,null,null,null,null,null,null,null,null,null,null,null,null,null,null,null,null,null,null,null,null,null,null,null,null,null,null,null,null,null,null,null,null,null,null,null,null,null,null,null,"AD-05-5465","FM-Medium: Std/SL TopSense-DM-TT-10-L-U",0,"FM"]
[null,null,null,null,null,null,null,null,null,null,null,null,null,null,null,null,null,null,null,null,null,null,null,null,null,null,null,null,null,null,null,null,null,null,null,null,null,null,null,null,null,null,null,null,null,null,null,null,null,null,null,null,null,null,null,null,null,null,null,null,null,null,null,null,null,null,null,null,null,null,null,null,null,null,null,null,"AD-05-5470","FM-High: Std/SL TopSense-DM-TT-01-L-U",0,"FM"]
[null,null,null,null,null,null,null,null,null,null,null,null,null,null,null,null,null,null,null,null,null,null,null,null,null,null,null,null,null,null,null,null,null,null,null,null,null,null,null,null,null,null,null,null,null,null,null,null,null,null,null,null,null,null,null,null,null,null,null,null,null,null,null,null,null,null,null,null,null,null,null,null,null,null,null,null,"AD-10-5455","FM-Standard: Freeze TopSense-DM-TT-50-L-U ",0,"FM"]
[null,null,null,null,null,null,null,null,null,null,null,null,null,null,null,null,null,null,null,null,null,null,null,null,null,null,null,null,null,null,null,null,null,null,null,null,null,null,null,null,null,null,null,null,null,null,null,null,null,null,null,null,null,null,null,null,null,null,null,null,null,null,null,null,null,null,null,null,null,null,null,null,null,null,null,null,"AD-10-5445","FM-Medium: Freeze TopSense-DM-TT-10-L-U",0,"FM"]
[null,null,null,null,null,null,null,null,null,null,null,null,null,null,null,null,null,null,null,null,null,null,null,null,null,null,null,null,null,null,null,null,null,null,null,null,null,null,null,null,null,null,null,null,null,null,null,null,null,null,null,null,null,null,null,null,null,null,null,null,null,null,null,null,null,null,null,null,null,null,null,null,null,null,null,null,"AD-10-5450","FM-High: Freeze TopSense-DM-TT-01-L-U",0,"FM"]
[null,null,null,null,null,null,null,null,null,null,null,null,null,null,null,null,null,null,null,null,null,null,null,null,null,null,null,null,null,null,null,null,null,null,null,null,null,null,null,null,null,null,null,null,null,null,null,null,null,null,null,null,null,null,null,null,null,null,null,null,null,null,null,null,null,null,null,null,null,null,null,null,null,null,null,null,"AD-10-5401","UL-Medium :Std/SL-ProSens -DM-TP-10-L-U/a ",{"$f":"SUMIF($AH$7:$AH$44,BY56, $AJ$7:$AJ$44)","v":1},"UL"]
[null,null,null,null,null,null,null,null,null,null,null,null,null,null,null,null,null,null,null,null,null,null,null,null,null,null,null,null,null,null,null,null,null,null,null,null,null,null,null,null,null,null,null,null,null,null,null,null,null,null,null,null,null,null,null,null,null,null,null,null,null,null,null,null,null,null,null,null,null,null,null,null,null,null,null,null,"AD-10-5406","UL-High: Std/SL-ProSens -DM-TP-01-L-U/a",0,"UL"]
[null,null,null,null,null,null,null,null,null,null,null,null,null,null,null,null,null,null,null,null,null,null,null,null,null,null,null,null,null,null,null,null,null,null,null,null,null,null,null,null,null,null,null,null,null,null,null,null,null,null,null,null,null,null,null,null,null,null,null,null,null,null,null,null,null,null,null,null,null,null,null,null,null,null,null,null,"AD-10-5416","UL-Medium:Freeze ProSens - DM-TP-10-L-F-U/a ",0,"UL"]
[null,null,null,null,null,null,null,null,null,null,null,null,null,null,null,null,null,null,null,null,null,null,null,null,null,null,null,null,null,null,null,null,null,null,null,null,null,null,null,null,null,null,null,null,null,null,null,null,null,null,null,null,null,null,null,null,null,null,null,null,null,null,null,null,null,null,null,null,null,null,null,null,null,null,null,null,"AD-10-5421","UL-High: Freeze ProSens - DM-TP-01-L-F-U/a",0,"UL"]
[null,null,null,null,null,null,null,null,null,null,null,null,null,null,null,null,null,null,null,null,null,null,null,null,null,null,null,null,null,null,null,null,null,null,null,null,null,null,null,null,null,null,null,null,null,null,null,null,null,null,null,null,null,null,null,null,null,null,null,null,null,null,null,null,null,null,null,null,null,null,null,null,null,null,null,null,"AD-10-5431","UL-Medium: Std/SL TopSense-DM-TT-10-L-U/a",0,"UL"]
[null,null,null,null,null,null,null,null,null,null,null,null,null,null,null,null,null,null,null,null,null,null,null,null,null,null,null,null,null,null,null,null,null,null,null,null,null,null,null,null,null,null,null,null,null,null,null,null,null,null,null,null,null,null,null,null,null,null,null,null,null,null,null,null,null,null,null,null,null,null,null,null,null,null,null,null,"AD-10-5436","UL-High: Std/SL TopSense-DM-TT-01-L-U/a",0,"UL"]
[null,null,null,null,null,null,null,null,null,null,null,null,null,null,null,null,null,null,null,null,null,null,null,null,null,null,null,null,null,null,null,null,null,null,null,null,null,null,null,null,null,null,null,null,null,null,null,null,null,null,null,null,null,null,null,null,null,null,null,null,null,null,null,null,null,null,null,null,null,null,null,null,null,null,null,null,"AD-10-5446","UL-Medium: Freeze TopSense-DM-TT-10-L-U/a",0,"UL"]
[null,null,null,null,null,null,null,null,null,null,null,null,null,null,null,null,null,null,null,null,null,null,null,null,null,null,null,null,null,null,null,null,null,null,null,null,null,null,null,null,null,null,null,null,null,null,null,null,null,null,null,null,null,null,null,null,null,null,null,null,null,null,null,null,null,null,null,null,null,null,null,null,null,null,null,null,"AD-10-5451","UL-High: Freeze TopSense-DM-TT-01-L-U/a",0,"UL"]
[null,null,null,null,null,null,null,null,null,null,null,null,null,null,null,null,null,null,null,null,null,null,null,null,null,null,null,null,null,null,null,null,null,null,null,null,null,null,null,null,null,null,null,null,null,null,null,null,null,null,null,null,null,null,null,null,null,null,null,null,null,null,null,null,null,null,null,null,null,null,null,null,null,null,null,null,"Film Display",null,{"$f":"SUMIF($AS$7:$AS$44,#REF!, $AV$7:$AV$44)","v":0}]
[null,null,null,null,null,null,null,null,null,null,null,null,null,null,null,null,null,null,null,null,null,null,null,null,null,null,null,null,null,null,null,null,null,null,null,null,null,null,null,null,null,null,null,null,null,null,null,null,null,null,null,null,null,null,null,null,null,null,null,null,null,null,null,null,null,null,null,null,null,null,null,null,null,null,null,null,"AD-10-1035","Pro SensTP-1/3  Film 1",{"$f":"SUMIF($AS$7:$AS$44,BY65, $AV$7:$AV$44)","v":0}]
[null,null,null,null,null,null,null,null,null,null,null,null,null,null,null,null,null,null,null,null,null,null,null,null,null,null,null,null,null,null,null,null,null,null,null,null,null,null,null,null,null,null,null,null,null,null,null,null,null,null,null,null,null,null,null,null,null,null,null,null,null,null,null,null,null,null,null,null,null,null,null,null,null,null,null,null,"AD-10-1037","ProSens TP-1/3 Film 2",{"$f":"SUMIF($AS$7:$AS$44,BY66, $AV$7:$AV$44)","v":0}]
[null,null,null,null,null,null,null,null,null,null,null,null,null,null,null,null,null,null,null,null,null,null,null,null,null,null,null,null,null,null,null,null,null,null,null,null,null,null,null,null,null,null,null,null,null,null,null,null,null,null,null,null,null,null,null,null,null,null,null,null,null,null,null,null,null,null,null,null,null,null,null,null,null,null,null,null,"AD-10-1076","ProSens TP-4 Film 1",{"$f":"SUMIF($AS$7:$AS$44,BY67, $AV$7:$AV$44)","v":1}]
[null,null,null,null,null,null,null,null,null,null,null,null,null,null,null,null,null,null,null,null,null,null,null,null,null,null,null,null,null,null,null,null,null,null,null,null,null,null,null,null,null,null,null,null,null,null,null,null,null,null,null,null,null,null,null,null,null,null,null,null,null,null,null,null,null,null,null,null,null,null,null,null,null,null,null,null,"AD-10-1077","ProSens TP-4  Film 2",0]
[null,null,null,null,null,null,null,null,null,null,null,null,null,null,null,null,null,null,null,null,null,null,null,null,null,null,null,null,null,null,null,null,null,null,null,null,null,null,null,null,null,null,null,null,null,null,null,null,null,null,null,null,null,null,null,null,null,null,null,null,null,null,null,null,null,null,null,null,null,null,null,null,null,null,null,null,"AD-10-1165","ProSens TP-5 Film 1",0]
[null,null,null,null,null,null,null,null,null,null,null,null,null,null,null,null,null,null,null,null,null,null,null,null,null,null,null,null,null,null,null,null,null,null,null,null,null,null,null,null,null,null,null,null,null,null,null,null,null,null,null,null,null,null,null,null,null,null,null,null,null,null,null,null,null,null,null,null,null,null,null,null,null,null,null,null,"AD-10-1167","ProSens TP-5 Film 2",0]
[null,null,null,null,null,null,null,null,null,null,null,null,null,null,null,null,null,null,null,null,null,null,null,null,null,null,null,null,null,null,null,null,null,null,null,null,null,null,null,null,null,null,null,null,null,null,null,null,null,null,null,null,null,null,null,null,null,null,null,null,null,null,null,null,null,null,null,null,null,null,null,null,null,null,null,null,"AD-10-1205","TopSens TT Film 1",0]
[null,null,null,null,null,null,null,null,null,null,null,null,null,null,null,null,null,null,null,null,null,null,null,null,null,null,null,null,null,null,null,null,null,null,null,null,null,null,null,null,null,null,null,null,null,null,null,null,null,null,null,null,null,null,null,null,null,null,null,null,null,null,null,null,null,null,null,null,null,null,null,null,null,null,null,null,"AD-10-1210","TopSens TT Film 2",0]
[null,null,null,null,null,null,null,null,null,null,null,null,null,null,null,null,null,null,null,null,null,null,null,null,null,null,null,null,null,null,null,null,null,null,null,null,null,null,null,null,null,null,null,null,null,null,null,null,null,null,null,null,null,null,null,null,null,null,null,null,null,null,null,null,null,null,null,null,null,null,null,null,null,null,null,null,"AD-10-1400","FW-TM F.FILM DM-MB-TM-XX,1ALA ",0]
[null,null,null,null,null,null,null,null,null,null,null,null,null,null,null,null,null,null,null,null,null,null,null,null,null,null,null,null,null,null,null,null,null,null,null,null,null,null,null,null,null,null,null,null,null,null,null,null,null,null,null,null,null,null,null,null,null,null,null,null,null,null,null,null,null,null,null,null,null,null,null,null,null,null,null,null,"AD-10-1410","FW-TM-R FR FILM DM-TM-R-X0,1A ",0]
[null,null,null,null,null,null,null,null,null,null,null,null,null,null,null,null,null,null,null,null,null,null,null,null,null,null,null,null,null,null,null,null,null,null,null,null,null,null,null,null,null,null,null,null,null,null,null,null,null,null,null,null,null,null,null,null,null,null,null,null,null,null,null,null,null,null,null,null,null,null,null,null,null,null,null,null,"AD-10-1420","FW-TM-B F  FILM DM-TM-B-X0,1A  ",0]
[null,null,null,null,null,null,null,null,null,null,null,null,null,null,null,null,null,null,null,null,null,null,null,null,null,null,null,null,null,null,null,null,null,null,null,null,null,null,null,null,null,null,null,null,null,null,null,null,null,null,null,null,null,null,null,null,null,null,null,null,null,null,null,null,null,null,null,null,null,null,null,null,null,null,null,null,"AD-10-1430","FW-TM-RB F FILM DM-TM-RB-XX,1A ",0]
[null,null,null,null,null,null,null,null,null,null,null,null,null,null,null,null,null,null,null,null,null,null,null,null,null,null,null,null,null,null,null,null,null,null,null,null,null,null,null,null,null,null,null,null,null,null,null,null,null,null,null,null,null,null,null,null,null,null,null,null,null,null,null,null,null,null,null,null,null,null,null,null,null,null,null,null,"AD-10-1440","FW-TMV FRO FILM DM-TMV-X0,2A  ",0]
[null,null,null,null,null,null,null,null,null,null,null,null,null,null,null,null,null,null,null,null,null,null,null,null,null,null,null,null,null,null,null,null,null,null,null,null,null,null,null,null,null,null,null,null,null,null,null,null,null,null,null,null,null,null,null,null,null,null,null,null,null,null,null,null,null,null,null,null,null,null,null,null,null,null,null,null,"AD-10-1500","FW-AB-1 COVER Micro Sens      ",0]
[null,null,null,null,null,null,null,null,null,null,null,null,null,null,null,null,null,null,null,null,null,null,null,null,null,null,null,null,null,null,null,null,null,null,null,null,null,null,null,null,null,null,null,null,null,null,null,null,null,null,null,null,null,null,null,null,null,null,null,null,null,null,null,null,null,null,null,null,null,null,null,null,null,null,null,null,"Network",null," "]
[null,null,null,null,null,null,null,null,null,null,null,null,null,null,null,null,null,null,null,null,null,null,null,null,null,null,null,null,null,null,null,null,null,null,null,null,null,null,null,null,null,null,null,null,null,null,null,null,null,null,null,null,null,null,null,null,null,null,null,null,null,null,null,null,null,null,null,null,null,null,null,null,null,null,null,null,"09-20-6140",null,{"$f":"SUMIF($BA$7:$BA$44,BY80, $D$7:$D$44)","v":0}]
[null,null,null,null,null,null,null,null,null,null,null,null,null,null,null,null,null,null,null,null,null,null,null,null,null,null,null,null,null,null,null,null,null,null,null,null,null,null,null,null,null,null,null,null,null,null,null,null,null,null,null,null,null,null,null,null,null,null,null,null,null,null,null,null,null,null,null,null,null,null,null,null,null,null,null,null,"09-20-6400",null,0]
[null,null,null,null,null,null,null,null,null,null,null,null,null,null,null,null,null,null,null,null,null,null,null,null,null,null,null,null,null,null,null,null,null,null,null,null,null,null,null,null,null,null,null,null,null,null,null,null,null,null,null,null,null,null,null,null,null,null,null,null,null,null,null,null,null,null,null,null,null,null,null,null,null,null,null,null,"09-20-6405",null,0]
[null,null,null,null,null,null,null,null,null,null,null,null,null,null,null,null,null,null,null,null,null,null,null,null,null,null,null,null,null,null,null,null,null,null,null,null,null,null,null,null,null,null,null,null,null,null,null,null,null,null,null,null,null,null,null,null,null,null,null,null,null,null,null,null,null,null,null,null,null,null,null,null,null,null,null,null,"09-20-6440",null,0]
[null,null,null,null,null,null,null,null,null,null,null,null,null,null,null,null,null,null,null,null,null,null,null,null,null,null,null,null,null,null,null,null,null,null,null,null,null,null,null,null,null,null,null,null,null,null,null,null,null,null,null,null,null,null,null,null,null,null,null,null,null,null,null,null,null,null,null,null,null,null,null,null,null,null,null,null,"09-20-6445",null,0]
[null,null,null,null,null,null,null,null,null,null,null,null,null,null,null,null,null,null,null,null,null,null,null,null,null,null,null,null,null,null,null,null,null,null,null,null,null,null,null,null,null,null,null,null,null,null,null,null,null,null,null,null,null,null,null,null,null,null,null,null,null,null,null,null,null,null,null,null,null,null,null,null,null,null,null,null,"09-20-6450",null,0]
[null,null,null,null,null,null,null,null,null,null,null,null,null,null,null,null,null,null,null,null,null,null,null,null,null,null,null,null,null,null,null,null,null,null,null,null,null,null,null,null,null,null,null,null,null,null,null,null,null,null,null,null,null,null,null,null,null,null,null,null,null,null,null,null,null,null,null,null,null,null,null,null,null,null,null,null,"09-20-6455",null,{"$f":"SUMIF($BA$7:$BA$44,BY86, $D$7:$D$44)","v":1}]
[null,null,null,null,null,null,null,null,null,null,null,null,null,null,null,null,null,null,null,null,null,null,null,null,null,null,null,null,null,null,null,null,null,null,null,null,null,null,null,null,null,null,null,null,null,null,null,null,null,null,null,null,null,null,null,null,null,null,null,null,null,null,null,null,null,null,null,null,null,null,null,null,null,null,null,null,"09-20-6460",null,{"$f":"SUMIF($BA$7:$BA$44,BY87, $D$7:$D$44)","v":0}]
[null,null,null,null,null,null,null,null,null,null,null,null,null,null,null,null,null,null,null,null,null,null,null,null,null,null,null,null,null,null,null,null,null,null,null,null,null,null,null,null,null,null,null,null,null,null,null,null,null,null,null,null,null,null,null,null,null,null,null,null,null,null,null,null,null,null,null,null,null,null,null,null,null,null,null,null,"Filter",null,{"$f":"SUMIF($AH$7:$AH$44,BY88, $AJ$7:$AJ$44)","v":0}]
[null,null,null,null,null,null,null,null,null,null,null,null,null,null,null,null,null,null,null,null,null,null,null,null,null,null,null,null,null,null,null,null,null,null,null,null,null,null,null,null,null,null,null,null,null,null,null,null,null,null,null,null,null,null,null,null,null,null,null,null,null,null,null,null,null,null,null,null,null,null,null,null,null,null,null,null,"AD-10-1960",null,{"$f":"SUMIF($BE$7:$BE$44,BY89, $BG$7:$BG$44)","v":0}]
[null,null,null,null,null,null,null,null,null,null,null,null,null,null,null,null,null,null,null,null,null,null,null,null,null,null,null,null,null,null,null,null,null,null,null,null,null,null,null,null,null,null,null,null,null,null,null,null,null,null,null,null,null,null,null,null,null,null,null,null,null,null,null,null,null,null,null,null,null,null,null,null,null,null,null,null,"AD-10-1963",null,1]
[null,null,null,null,null,null,null,null,null,null,null,null,null,null,null,null,null,null,null,null,null,null,null,null,null,null,null,null,null,null,null,null,null,null,null,null,null,null,null,null,null,null,null,null,null,null,null,null,null,null,null,null,null,null,null,null,null,null,null,null,null,null,null,null,null,null,null,null,null,null,null,null,null,null,null,null,"AD-10-1966",null,{"$f":"SUMIF($BE$7:$BE$44,BY91, $BG$7:$BG$44)","v":0}]
[null,null,null,null,null,null,null,null,null,null,null,null,null,null,null,null,null,null,null,null,null,null,null,null,null,null,null,null,null,null,null,null,null,null,null,null,null,null,null,null,null,null,null,null,null,null,null,null,null,null,null,null,null,null,null,null,null,null,null,null,null,null,null,null,null,null,null,null,null,null,null,null,null,null,null,null,"AD-10-1975",null,{"$f":"SUMIF($BE$7:$BE$44,BY92, $BG$7:$BG$44)","v":0}]
[null,null,null,null,null,null,null,null,null,null,null,null,null,null,null,null,null,null,null,null,null,null,null,null,null,null,null,null,null,null,null,null,null,null,null,null,null,null,null,null,null,null,null,null,null,null,null,null,null,null,null,null,null,null,null,null,null,null,null,null,null,null,null,null,null,null,null,null,null,null,null,null,null,null,null,null,"AD-10-1980",null,0]
[null,null,null,null,null,null,null,null,null,null,null,null,null,null,null,null,null,null,null,null,null,null,null,null,null,null,null,null,null,null,null,null,null,null,null,null,null,null,null,null,null,null,null,null,null,null,null,null,null,null,null,null,null,null,null,null,null,null,null,null,null,null,null,null,null,null,null,null,null,null,null,null,null,null,null,null,"SF-650",null,0]
[null,null,null,null,null,null,null,null,null,null,null,null,null,null,null,null,null,null,null,null,null,null,null,null,null,null,null,null,null,null,null,null,null,null,null,null,null,null,null,null,null,null,null,null,null,null,null,null,null,null,null,null,null,null,null,null,null,null,null,null,null,null,null,null,null,null,null,null,null,null,null,null,null,null,null,null,"SF-400",null,0]
[null,null,null,null,null,null,null,null,null,null,null,null,null,null,null,null,null,null,null,null,null,null,null,null,null,null,null,null,null,null,null,null,null,null,null,null,null,null,null,null,null,null,null,null,null,null,null,null,null,null,null,null,null,null,null,null,null,null,null,null,null,null,null,null,null,null,null,null,null,null,null,null,null,null,null,null,"AD-10-0330",null,0]
[null,null,null,null,null,null,null,null,null,null,null,null,null,null,null,null,null,null,null,null,null,null,null,null,null,null,null,null,null,null,null,null,null,null,null,null,null,null,null,null,null,null,null,null,null,null,null,null,null,null,null,null,null,null,null,null,null,null,null,null,null,null,null,null,null,null,null,null,null,null,null,null,null,null,null,null,"AD-10-0332",null,0]
[null,null,null,null,null,null,null,null,null,null,null,null,null,null,null,null,null,null,null,null,null,null,null,null,null,null,null,null,null,null,null,null,null,null,null,null,null,null,null,null,null,null,null,null,null,null,null,null,null,null,null,null,null,null,null,null,null,null,null,null,null,null,null,null,null,null,null,null,null,null,null,null,null,null,null,null,"AD-10-0335",null,0]
[null,null,null,null,null,null,null,null,null,null,null,null,null,null,null,null,null,null,null,null,null,null,null,null,null,null,null,null,null,null,null,null,null,null,null,null,null,null,null,null,null,null,null,null,null,null,null,null,null,null,null,null,null,null,null,null,null,null,null,null,null,null,null,null,null,null,null,null,null,null,null,null,null,null,null,null,"AD-10-0336",null,0]
[null,null,null,null,null,null,null,null,null,null,null,null,null,null,null,null,null,null,null,null,null,null,null,null,null,null,null,null,null,null,null,null,null,null,null,null,null,null,null,null,null,null,null,null,null,null,null,null,null,null,null,null,null,null,null,null,null,null,null,null,null,null,null,null,null,null,null,null,null,null,null,null,null,null,null,null,"PS & battery",null,0]
[null,null,null,null,null,null,null,null,null,null,null,null,null,null,null,null,null,null,null,null,null,null,null,null,null,null,null,null,null,null,null,null,null,null,null,null,null,null,null,null,null,null,null,null,null,null,null,null,null,null,null,null,null,null,null,null,null,null,null,null,null,null,null,null,null,null,null,null,null,null,null,null,null,null,null,null,"SV-10-0160",null,{"$f":"SUMIF($BS$7:$BS$44,BY101, $D$7:$D$44)","v":1}]
[null,null,null,null,null,null,null,null,null,null,null,null,null,null,null,null,null,null,null,null,null,null,null,null,null,null,null,null,null,null,null,null,null,null,null,null,null,null,null,null,null,null,null,null,null,null,null,null,null,null,null,null,null,null,null,null,null,null,null,null,null,null,null,null,null,null,null,null,null,null,null,null,null,null,null,null,"SV-10-0165",null,{"$f":"SUMIF($BS$7:$BS$44,BY102, $D$7:$D$44)","v":0}]
[null,null,null,null,null,null,null,null,null,null,null,null,null,null,null,null,null,null,null,null,null,null,null,null,null,null,null,null,null,null,null,null,null,null,null,null,null,null,null,null,null,null,null,null,null,null,null,null,null,null,null,null,null,null,null,null,null,null,null,null,null,null,null,null,null,null,null,null,null,null,null,null,null,null,null,null,"SV-10-0170",null,0]
[null,null,null,null,null,null,null,null,null,null,null,null,null,null,null,null,null,null,null,null,null,null,null,null,null,null,null,null,null,null,null,null,null,null,null,null,null,null,null,null,null,null,null,null,null,null,null,null,null,null,null,null,null,null,null,null,null,null,null,null,null,null,null,null,null,null,null,null,null,null,null,null,null,null,null,null,"SV-10-0185",null,0]
[null,null,null,null,null,null,null,null,null,null,null,null,null,null,null,null,null,null,null,null,null,null,null,null,null,null,null,null,null,null,null,null,null,null,null,null,null,null,null,null,null,null,null,null,null,null,null,null,null,null,null,null,null,null,null,null,null,null,null,null,null,null,null,null,null,null,null,null,null,null,null,null,null,null,null,null,"Piping"]
[null,null,null,null,null,null,null,null,null,null,null,null,null,null,null,null,null,null,null,null,null,null,null,null,null,null,null,null,null,null,null,null,null,null,null,null,null,null,null,null,null,null,null,null,null,null,null,null,null,null,null,null,null,null,null,null,null,null,null,null,null,null,null,null,null,null,null,null,null,null,null,null,null,null,null,null,"01-10-8020"]
[null,null,null,null,null,null,null,null,null,null,null,null,null,null,null,null,null,null,null,null,null,null,null,null,null,null,null,null,null,null,null,null,null,null,null,null,null,null,null,null,null,null,null,null,null,null,null,null,null,null,null,null,null,null,null,null,null,null,null,null,null,null,null,null,null,null,null,null,null,null,null,null,null,null,null,null,"01-10-8030"]
[null,null,null,null,null,null,null,null,null,null,null,null,null,null,null,null,null,null,null,null,null,null,null,null,null,null,null,null,null,null,null,null,null,null,null,null,null,null,null,null,null,null,null,null,null,null,null,null,null,null,null,null,null,null,null,null,null,null,null,null,null,null,null,null,null,null,null,null,null,null,null,null,null,null,null,null,"01-10-9245"]
[null,null,null,null,null,null,null,null,null,null,null,null,null,null,null,null,null,null,null,null,null,null,null,null,null,null,null,null,null,null,null,null,null,null,null,null,null,null,null,null,null,null,null,null,null,null,null,null,null,null,null,null,null,null,null,null,null,null,null,null,null,null,null,null,null,null,null,null,null,null,null,null,null,null,null,null,"01-10-9255"]
[null,null,null,null,null,null,null,null,null,null,null,null,null,null,null,null,null,null,null,null,null,null,null,null,null,null,null,null,null,null,null,null,null,null,null,null,null,null,null,null,null,null,null,null,null,null,null,null,null,null,null,null,null,null,null,null,null,null,null,null,null,null,null,null,null,null,null,null,null,null,null,null,null,null,null,null,"01-10-9290"]
[null,null,null,null,null,null,null,null,null,null,null,null,null,null,null,null,null,null,null,null,null,null,null,null,null,null,null,null,null,null,null,null,null,null,null,null,null,null,null,null,null,null,null,null,null,null,null,null,null,null,null,null,null,null,null,null,null,null,null,null,null,null,null,null,null,null,null,null,null,null,null,null,null,null,null,null,"01-10-9330"]
[null,null,null,null,null,null,null,null,null,null,null,null,null,null,null,null,null,null,null,null,null,null,null,null,null,null,null,null,null,null,null,null,null,null,null,null,null,null,null,null,null,null,null,null,null,null,null,null,null,null,null,null,null,null,null,null,null,null,null,null,null,null,null,null,null,null,null,null,null,null,null,null,null,null,null,null,"01-10-9360"]
[null,null,null,null,null,null,null,null,null,null,null,null,null,null,null,null,null,null,null,null,null,null,null,null,null,null,null,null,null,null,null,null,null,null,null,null,null,null,null,null,null,null,null,null,null,null,null,null,null,null,null,null,null,null,null,null,null,null,null,null,null,null,null,null,null,null,null,null,null,null,null,null,null,null,null,null,"01-10-9370"]
[null,null,null,null,null,null,null,null,null,null,null,null,null,null,null,null,null,null,null,null,null,null,null,null,null,null,null,null,null,null,null,null,null,null,null,null,null,null,null,null,null,null,null,null,null,null,null,null,null,null,null,null,null,null,null,null,null,null,null,null,null,null,null,null,null,null,null,null,null,null,null,null,null,null,null,null,"01-10-9380"]
[null,null,null,null,null,null,null,null,null,null,null,null,null,null,null,null,null,null,null,null,null,null,null,null,null,null,null,null,null,null,null,null,null,null,null,null,null,null,null,null,null,null,null,null,null,null,null,null,null,null,null,null,null,null,null,null,null,null,null,null,null,null,null,null,null,null,null,null,null,null,null,null,null,null,null,null,"01-10-9390"]
[null,null,null,null,null,null,null,null,null,null,null,null,null,null,null,null,null,null,null,null,null,null,null,null,null,null,null,null,null,null,null,null,null,null,null,null,null,null,null,null,null,null,null,null,null,null,null,null,null,null,null,null,null,null,null,null,null,null,null,null,null,null,null,null,null,null,null,null,null,null,null,null,null,null,null,null,"01-10-9395"]
[null,null,null,null,null,null,null,null,null,null,null,null,null,null,null,null,null,null,null,null,null,null,null,null,null,null,null,null,null,null,null,null,null,null,null,null,null,null,null,null,null,null,null,null,null,null,null,null,null,null,null,null,null,null,null,null,null,null,null,null,null,null,null,null,null,null,null,null,null,null,null,null,null,null,null,null,"01-10-9400"]
[null,null,null,null,null,null,null,null,null,null,null,null,null,null,null,null,null,null,null,null,null,null,null,null,null,null,null,null,null,null,null,null,null,null,null,null,null,null,null,null,null,null,null,null,null,null,null,null,null,null,null,null,null,null,null,null,null,null,null,null,null,null,null,null,null,null,null,null,null,null,null,null,null,null,null,null,"01-10-9410"]
[null,null,null,null,null,null,null,null,null,null,null,null,null,null,null,null,null,null,null,null,null,null,null,null,null,null,null,null,null,null,null,null,null,null,null,null,null,null,null,null,null,null,null,null,null,null,null,null,null,null,null,null,null,null,null,null,null,null,null,null,null,null,null,null,null,null,null,null,null,null,null,null,null,null,null,null,"01-10-9420"]
[null,null,null,null,null,null,null,null,null,null,null,null,null,null,null,null,null,null,null,null,null,null,null,null,null,null,null,null,null,null,null,null,null,null,null,null,null,null,null,null,null,null,null,null,null,null,null,null,null,null,null,null,null,null,null,null,null,null,null,null,null,null,null,null,null,null,null,null,null,null,null,null,null,null,null,null,"01-10-9430"]
[null,null,null,null,null,null,null,null,null,null,null,null,null,null,null,null,null,null,null,null,null,null,null,null,null,null,null,null,null,null,null,null,null,null,null,null,null,null,null,null,null,null,null,null,null,null,null,null,null,null,null,null,null,null,null,null,null,null,null,null,null,null,null,null,null,null,null,null,null,null,null,null,null,null,null,null,"01-10-9440"]
[null,null,null,null,null,null,null,null,null,null,null,null,null,null,null,null,null,null,null,null,null,null,null,null,null,null,null,null,null,null,null,null,null,null,null,null,null,null,null,null,null,null,null,null,null,null,null,null,null,null,null,null,null,null,null,null,null,null,null,null,null,null,null,null,null,null,null,null,null,null,null,null,null,null,null,null,"01-10-9450"]
[null,null,null,null,null,null,null,null,null,null,null,null,null,null,null,null,null,null,null,null,null,null,null,null,null,null,null,null,null,null,null,null,null,null,null,null,null,null,null,null,null,null,null,null,null,null,null,null,null,null,null,null,null,null,null,null,null,null,null,null,null,null,null,null,null,null,null,null,null,null,null,null,null,null,null,null,"01-10-9460"]
[null,null,null,null,null,null,null,null,null,null,null,null,null,null,null,null,null,null,null,null,null,null,null,null,null,null,null,null,null,null,null,null,null,null,null,null,null,null,null,null,null,null,null,null,null,null,null,null,null,null,null,null,null,null,null,null,null,null,null,null,null,null,null,null,null,null,null,null,null,null,null,null,null,null,null,null,"01-10-9470"]
[null,null,null,null,null,null,null,null,null,null,null,null,null,null,null,null,null,null,null,null,null,null,null,null,null,null,null,null,null,null,null,null,null,null,null,null,null,null,null,null,null,null,null,null,null,null,null,null,null,null,null,null,null,null,null,null,null,null,null,null,null,null,null,null,null,null,null,null,null,null,null,null,null,null,null,null,"01-10-9480"]
[null,null,null,null,null,null,null,null,null,null,null,null,null,null,null,null,null,null,null,null,null,null,null,null,null,null,null,null,null,null,null,null,null,null,null,null,null,null,null,null,null,null,null,null,null,null,null,null,null,null,null,null,null,null,null,null,null,null,null,null,null,null,null,null,null,null,null,null,null,null,null,null,null,null,null,null,"01-10-9490"]
[null,null,null,null,null,null,null,null,null,null,null,null,null,null,null,null,null,null,null,null,null,null,null,null,null,null,null,null,null,null,null,null,null,null,null,null,null,null,null,null,null,null,null,null,null,null,null,null,null,null,null,null,null,null,null,null,null,null,null,null,null,null,null,null,null,null,null,null,null,null,null,null,null,null,null,null,"01-10-9500"]
[null,null,null,null,null,null,null,null,null,null,null,null,null,null,null,null,null,null,null,null,null,null,null,null,null,null,null,null,null,null,null,null,null,null,null,null,null,null,null,null,null,null,null,null,null,null,null,null,null,null,null,null,null,null,null,null,null,null,null,null,null,null,null,null,null,null,null,null,null,null,null,null,null,null,null,null,"01-10-9510"]
[null,null,null,null,null,null,null,null,null,null,null,null,null,null,null,null,null,null,null,null,null,null,null,null,null,null,null,null,null,null,null,null,null,null,null,null,null,null,null,null,null,null,null,null,null,null,null,null,null,null,null,null,null,null,null,null,null,null,null,null,null,null,null,null,null,null,null,null,null,null,null,null,null,null,null,null,"01-10-9520"]
[null,null,null,null,null,null,null,null,null,null,null,null,null,null,null,null,null,null,null,null,null,null,null,null,null,null,null,null,null,null,null,null,null,null,null,null,null,null,null,null,null,null,null,null,null,null,null,null,null,null,null,null,null,null,null,null,null,null,null,null,null,null,null,null,null,null,null,null,null,null,null,null,null,null,null,null,"01-10-9530"]
[null,null,null,null,null,null,null,null,null,null,null,null,null,null,null,null,null,null,null,null,null,null,null,null,null,null,null,null,null,null,null,null,null,null,null,null,null,null,null,null,null,null,null,null,null,null,null,null,null,null,null,null,null,null,null,null,null,null,null,null,null,null,null,null,null,null,null,null,null,null,null,null,null,null,null,null,"01-10-9540"]
[null,null,null,null,null,null,null,null,null,null,null,null,null,null,null,null,null,null,null,null,null,null,null,null,null,null,null,null,null,null,null,null,null,null,null,null,null,null,null,null,null,null,null,null,null,null,null,null,null,null,null,null,null,null,null,null,null,null,null,null,null,null,null,null,null,null,null,null,null,null,null,null,null,null,null,null,"01-10-9580"]
[null,null,null,null,null,null,null,null,null,null,null,null,null,null,null,null,null,null,null,null,null,null,null,null,null,null,null,null,null,null,null,null,null,null,null,null,null,null,null,null,null,null,null,null,null,null,null,null,null,null,null,null,null,null,null,null,null,null,null,null,null,null,null,null,null,null,null,null,null,null,null,null,null,null,null,null,"01-10-9590"]
[null,null,null,null,null,null,null,null,null,null,null,null,null,null,null,null,null,null,null,null,null,null,null,null,null,null,null,null,null,null,null,null,null,null,null,null,null,null,null,null,null,null,null,null,null,null,null,null,null,null,null,null,null,null,null,null,null,null,null,null,null,null,null,null,null,null,null,null,null,null,null,null,null,null,null,null,"01-10-9600"]
[null,null,null,null,null,null,null,null,null,null,null,null,null,null,null,null,null,null,null,null,null,null,null,null,null,null,null,null,null,null,null,null,null,null,null,null,null,null,null,null,null,null,null,null,null,null,null,null,null,null,null,null,null,null,null,null,null,null,null,null,null,null,null,null,null,null,null,null,null,null,null,null,null,null,null,null,"01-10-9610"]
[null,null,null,null,null,null,null,null,null,null,null,null,null,null,null,null,null,null,null,null,null,null,null,null,null,null,null,null,null,null,null,null,null,null,null,null,null,null,null,null,null,null,null,null,null,null,null,null,null,null,null,null,null,null,null,null,null,null,null,null,null,null,null,null,null,null,null,null,null,null,null,null,null,null,null,null,"01-10-9620"]
[null,null,null,null,null,null,null,null,null,null,null,null,null,null,null,null,null,null,null,null,null,null,null,null,null,null,null,null,null,null,null,null,null,null,null,null,null,null,null,null,null,null,null,null,null,null,null,null,null,null,null,null,null,null,null,null,null,null,null,null,null,null,null,null,null,null,null,null,null,null,null,null,null,null,null,null,"01-10-9630"]
[null,null,null,null,null,null,null,null,null,null,null,null,null,null,null,null,null,null,null,null,null,null,null,null,null,null,null,null,null,null,null,null,null,null,null,null,null,null,null,null,null,null,null,null,null,null,null,null,null,null,null,null,null,null,null,null,null,null,null,null,null,null,null,null,null,null,null,null,null,null,null,null,null,null,null,null,"01-10-9640"]
[null,null,null,null,null,null,null,null,null,null,null,null,null,null,null,null,null,null,null,null,null,null,null,null,null,null,null,null,null,null,null,null,null,null,null,null,null,null,null,null,null,null,null,null,null,null,null,null,null,null,null,null,null,null,null,null,null,null,null,null,null,null,null,null,null,null,null,null,null,null,null,null,null,null,null,null,"01-10-9650"]
[null,null,null,null,null,null,null,null,null,null,null,null,null,null,null,null,null,null,null,null,null,null,null,null,null,null,null,null,null,null,null,null,null,null,null,null,null,null,null,null,null,null,null,null,null,null,null,null,null,null,null,null,null,null,null,null,null,null,null,null,null,null,null,null,null,null,null,null,null,null,null,null,null,null,null,null,"01-10-9660"]
[null,null,null,null,null,null,null,null,null,null,null,null,null,null,null,null,null,null,null,null,null,null,null,null,null,null,null,null,null,null,null,null,null,null,null,null,null,null,null,null,null,null,null,null,null,null,null,null,null,null,null,null,null,null,null,null,null,null,null,null,null,null,null,null,null,null,null,null,null,null,null,null,null,null,null,null,"01-10-9670"]
[null,null,null,null,null,null,null,null,null,null,null,null,null,null,null,null,null,null,null,null,null,null,null,null,null,null,null,null,null,null,null,null,null,null,null,null,null,null,null,null,null,null,null,null,null,null,null,null,null,null,null,null,null,null,null,null,null,null,null,null,null,null,null,null,null,null,null,null,null,null,null,null,null,null,null,null,"01-10-9680"]
[null,null,null,null,null,null,null,null,null,null,null,null,null,null,null,null,null,null,null,null,null,null,null,null,null,null,null,null,null,null,null,null,null,null,null,null,null,null,null,null,null,null,null,null,null,null,null,null,null,null,null,null,null,null,null,null,null,null,null,null,null,null,null,null,null,null,null,null,null,null,null,null,null,null,null,null,"01-10-9690"]
[null,null,null,null,null,null,null,null,null,null,null,null,null,null,null,null,null,null,null,null,null,null,null,null,null,null,null,null,null,null,null,null,null,null,null,null,null,null,null,null,null,null,null,null,null,null,null,null,null,null,null,null,null,null,null,null,null,null,null,null,null,null,null,null,null,null,null,null,null,null,null,null,null,null,null,null,"01-10-9700"]
[null,null,null,null,null,null,null,null,null,null,null,null,null,null,null,null,null,null,null,null,null,null,null,null,null,null,null,null,null,null,null,null,null,null,null,null,null,null,null,null,null,null,null,null,null,null,null,null,null,null,null,null,null,null,null,null,null,null,null,null,null,null,null,null,null,null,null,null,null,null,null,null,null,null,null,null,"01-10-9710"]
[null,null,null,null,null,null,null,null,null,null,null,null,null,null,null,null,null,null,null,null,null,null,null,null,null,null,null,null,null,null,null,null,null,null,null,null,null,null,null,null,null,null,null,null,null,null,null,null,null,null,null,null,null,null,null,null,null,null,null,null,null,null,null,null,null,null,null,null,null,null,null,null,null,null,null,null,"01-10-9720"]
[null,null,null,null,null,null,null,null,null,null,null,null,null,null,null,null,null,null,null,null,null,null,null,null,null,null,null,null,null,null,null,null,null,null,null,null,null,null,null,null,null,null,null,null,null,null,null,null,null,null,null,null,null,null,null,null,null,null,null,null,null,null,null,null,null,null,null,null,null,null,null,null,null,null,null,null,"01-10-9730"]
[null,null,null,null,null,null,null,null,null,null,null,null,null,null,null,null,null,null,null,null,null,null,null,null,null,null,null,null,null,null,null,null,null,null,null,null,null,null,null,null,null,null,null,null,null,null,null,null,null,null,null,null,null,null,null,null,null,null,null,null,null,null,null,null,null,null,null,null,null,null,null,null,null,null,null,null,"01-10-9740"]
[null,null,null,null,null,null,null,null,null,null,null,null,null,null,null,null,null,null,null,null,null,null,null,null,null,null,null,null,null,null,null,null,null,null,null,null,null,null,null,null,null,null,null,null,null,null,null,null,null,null,null,null,null,null,null,null,null,null,null,null,null,null,null,null,null,null,null,null,null,null,null,null,null,null,null,null,"01-10-9750"]

{"sheet":"Configurator1","index":2,"n_rows":397,"n_cols":23,"rows_kept":397,"cut":false,"hidden":false,"merged":[]}
[]
[null,null," ",null,null,null,null,null,null,null,1,null,null,1]
[null,null,null,null,null,null,null,null,null,null,1,null,null,1]
[null,null,null,null,null,null,null,null,null,null,1,"830 single",0,1,0,0]
[null,null,null,null,null,null,null,null,null,null,1,"830 multi",0,1,0,0]
[null,"Order PID","Product Description","TP","Model","Details","Application","Type","List Price","Q-ty\nFrom Setup","Q-ty\nMANUAL",null,"List Price","Q-ty\nManual","Total"]
[null,null,null,null,null,null,null,null,null,0,{"$f":"IF(J7<>0,J7,0)","v":0},null,0,{"$f":"+K7","v":0}]
[null,"Wagner ASD System",null,null,null,null,null,null,null,null,0,null,null,1]
[null,1,"Main Device",null,null,null,null,null,null,1,1,null,null,1]
[null,"AD-05-5400","FM-TP-1-U ASD PROSENS  Standard(No Network)","TP-1","ProSens","Non Net","Standard","FM",2476.8101000000001,{"$f":"+WagnerQuickSelect!CA36","v":0},{"$f":"IF(J10<>0,J10,0)","v":0},null,2476.8101000000001,{"$f":"+K10","v":0},{"$f":"+M10*N10","v":0}]
[null,"AD-05-5410","FM-TP-1-SL-U ASD PROSENS SILENT (No Network)","TP-1","ProSens","Non Net","Silent","FM",3250.8242,{"$f":"+WagnerQuickSelect!CA8","v":0},0,null,3250.8242,0,{"$f":"+M11*N11","v":0}]
[null,"AD-05-5405","FM-TP-1 F-U ASD PROSENS FREEZE (No Network)","TP-1","ProSens","Non Net","Freeze","FM",2941.2165000000005,{"$f":"+WagnerQuickSelect!CA39","v":0},0,null,2941.2165000000005,0,0]
[null,"AD-05-5415","FM-TP-3-U ASD PROSENS/NET  Standard","TP-3","ProSens","Net","Standard","FM",3250.8242,{"$f":"+WagnerQuickSelect!CA10","v":0},0,null,0,0,0,"Use TP-4 Price"]
[null,"AD-05-5425","FM-TP-3-SL-U ASD PROSENS/NET SILENT",{"$f":"D13","v":"TP-3"},"ProSens","Net","Silent","FM",4024.8897999999999,{"$f":"+WagnerQuickSelect!CA11","v":0},0,null,0,0,0,"Use TP-4 Price"]
[null,"AD-05-5420","FM-TP-3-F-U ASD PROSENS/NET FREEZE",{"$f":"D14","v":"TP-3"},"ProSens","Net","Freeze","FM",3870.0190000000002,{"$f":"+WagnerQuickSelect!CA12","v":0},0,null,0,0,0,"Use TP-4 Price"]
[null,"AD-05-5430","FM-TP-4-U ASD PROSENS/NET  Standard","TP-4","ProSens","Net","Standard","FM",2941.2165000000005,{"$f":"+WagnerQuickSelect!CA13","v":0},0,null,3250.8242,0,0]
[null,"AD-05-5440","FM-TP-4-SL-U ASD PROSENS/NET SILENT","TP-4","ProSens","Net","Silent","FM",3870.0190000000002,{"$f":"+WagnerQuickSelect!CA14","v":0},0,null,4024.8897999999999,0,0]
[null,"AD-05-5435","FM-TP-4-F-U ASD PROSENS/NET FREEZE","TP-4","ProSens","Net","Freeze","FM",3715.21,{"$f":"+WagnerQuickSelect!CA15","v":0},0,null,3870.0190000000002,0,0]
[null,"AD-05-5445","FM-TP-5-U ASD PROSENS/NET  Standard","TP-5","ProSens","Net","Standard","FM",4024.8897999999999,{"$f":"+WagnerQuickSelect!CA16","v":0},0,null,4024.8897999999999,0,0]
[null,"AD-05-5455","FM-TP-5-SL-U ASD PROSENS/NET SILENT","TP-5","ProSens","Net","Silent","FM",4798.8215,{"$f":"+WagnerQuickSelect!CA17","v":0},0,null,4798.8215,0,0]
[null,"AD-05-5450","FM-TP-5-F-U ASD PROSENS/NET FREEZE","TP-5","ProSens","Net","Freeze","FM",4798.8215,{"$f":"+WagnerQuickSelect!CA18","v":0},0,null,4798.8215,0,0]
[null,"AD-05-5460","FM-TT-1-U ASD TOPSENS            ","TT-1","TopSens",null,"Standard","FM",6532.5896000000002,{"$f":"+WagnerQuickSelect!CA19","v":0},0,null,6532.5896000000002,0,0]
[null,"AD-05-5465","FM-TT-1 F-U ASD TOPSENS SILENT","TT-1","TopSens",null,"Freeze","FM",7809.8617000000004,{"$f":"+WagnerQuickSelect!$CA$20","v":0},0,null,7809.8617000000004,0,0]
[null,"AD-05-5470","FM-TT-1-SL-U ASD TOPSENS FREEZE","TT_1","TopSens",null,"Silent","FM",7306.6037000000006,{"$f":"+WagnerQuickSelect!$CA$21","v":0},0,null,7306.6037000000006,0,0]
[null,"AD-05-5401","UL-TP-1-U ASD PROSENS  Standard(No Network)","TP-1","ProSens",null,"Standard","UL",2476.8101000000001,{"$f":"+WagnerQuickSelect!CA22","v":0},0,null,2476.8101000000001,0,0]
[null,"AD-05-5413","UL-TP-1-SL-U ASD PROSENS SILENT (No Network)","TP-1","ProSens",null,"Silent","UL",3250.8242,{"$f":"+WagnerQuickSelect!CA23","v":0},0,null,3250.8242,0,0]
[null,"AD-05-5406","UL-TP-1 F-U ASD PROSENS FREEZE (No Network)","TP-1","ProSens",null,"Freeze","UL",2941.2165000000005,{"$f":"+WagnerQuickSelect!CA24","v":0},0,null,2941.2165000000005,0,0]
[null,"AD-05-5416","UL-TP-3-U ASD PROSENS/NET  Standard","TP-3","ProSens","Net","Standard","UL",3250.8242,{"$f":"+WagnerQuickSelect!CA25","v":0},0,null,3250.8242,0,0,"Use TP-4 Price"]
[null,"AD-05-5426","UL-TP-3-SL-U ASD PROSENS/NET SILENT",{"$f":"D28","v":"TP-3"},"ProSens","Net","Silent","UL",4024.8897999999999,{"$f":"+WagnerQuickSelect!CA26","v":0},0,null,4024.8897999999999,0,0,"Use TP-4 Price"]
[null,"AD-05-5421","UL-TP-3-F-U ASD PROSENS/NET FREEZE",{"$f":"D29","v":"TP-3"},"ProSens","Net","Freeze","UL",3870.0190000000002,{"$f":"+WagnerQuickSelect!CA27","v":0},0,null,3870.0190000000002,0,0,"Use TP-4 Price"]
[null,"AD-05-5432","UL-TP-4-U ASD PROSENS/NET  Standard","TP-4","ProSens","Net","Standard","UL",2941.2165000000005,{"$f":"+WagnerQuickSelect!CA28","v":1},1,null,3250.8242,1,3250.8242]
[null,"AD-05-5441","UL-TP-4-SL-U ASD PROSENS/NET SILENT","TP-4","ProSens","Net","Silent","UL",3870.0190000000002,{"$f":"+WagnerQuickSelect!CA29","v":0},0,null,4024.8897999999999,0,0]
[null,"AD-05-5437","UL-TP-4-F-U ASD PROSENS/NET FREEZE","TP-4","ProSens","Net","Freeze","UL",3715.21,{"$f":"+WagnerQuickSelect!CA30","v":0},0,null,3870.0190000000002,0,0]
[null,"AD-05-5446","UL-TP-5-U ASD PROSENS/NET  Standard","TP-5","ProSens","Net","Standard","UL",4024.8897999999999,{"$f":"+WagnerQuickSelect!CA31","v":0},0,null,4024.8897999999999,0,0]
[null,"AD-05-5456","UL-TP-5-SL-U ASD PROSENS/NET SILENT","TP-5","ProSens","Net","Silent","UL",4798.8215,{"$f":"+WagnerQuickSelect!CA32","v":0},0,null,4798.8215,0,0]
[null,"AD-05-5451","UL-TP-5-F-U ASD PROSENS/NET FREEZE","TP-5","ProSens","Net","Freeze","UL",4798.8215,{"$f":"+WagnerQuickSelect!CA33","v":0},0,null,4798.8215,0,0]
[null,"AD-05-5461","UL-TT-1-U ASD TOPSENS            ","TT-1","TopSens",null,"Standard","UL",6532.5896000000002,{"$f":"+WagnerQuickSelect!CA34","v":0},0,null,6532.5896000000002,0,0]
[null,"AD-05-5471","UL-TT-1 F-U ASD TOPSENS SILENT","TT-1","TopSens",null,"Freeze","UL",7809.8617000000004,{"$f":"+WagnerQuickSelect!CA35","v":0},0,null,7809.8617000000004,0,0]
[null,"AD-05-5466","UL-TT-1-SL-U ASD TOPSENS FREEZE","TT_1","TopSens",null,"Silent","UL",7306.6037000000006,{"$f":"+WagnerQuickSelect!CA36","v":0},0,null,7306.6037000000006,0,0]
[null,"AD-05-1140","EN-TF-1 ASD FUSION               ","TF-1","Fusion",null,"Standard","EN54",1881.6658,0,0,null,1881.6658,0,0,"Fusion","Std"]
[null,"AD-05-1145","EN-TF-1-SL ASD FUSION SILENT     ","TF-1","Fusion",null,"Silent","EN54",2754.6628999999998,0,0,null,2754.6628999999998,0,0,"Fusion","Silent"]
[null,"AD-05-0457","EN-TP-1/A ASD PROSENS            ","TP-1","ProSens",null,"Standard","EN54",2205.9407000000001,0,0,null,2205.9407000000001,0,0,"TP1","Std"]
[null,"AD-05-0458","EN-TP-1-SL ASD PROSENS SILENT    ","TP-1","ProSens",null,"Silent","EN54",3096.0152000000003,0,0,null,3096.0152000000003,0,0,"TP1","Silent"]
[null,"AD-05-0467","EN-TP-1 F/A ASD PROSENS FREEZE   ","TP-1","ProSens",null,"Freeze","EN54",2786.4075000000003,0,0,null,2786.4075000000003,0,0,"TP1","Freeze"]
[null,"AD-05-5400","EN-TP-1-U ASD PROSENS            ","TP-1","ProSens",null,"Standard","EN54",2476.8101000000001,0,0,null,2476.8101000000001,0,0,"TP4","Std"]
[null,"AD-05-5410","EN-TP-1-SL-U ASD PROSENS SILENT  ","TP-1","ProSens",null,"Silent","EN54",3250.8242,0,0,null,3250.8242,0,0,"TP4","Silent"]
[null,"AD-05-5405","EN-TP-1 F-U ASD PROSENS FREEZE   ","TP-1","ProSens",null,"Freeze","EN54",2941.2165000000005,0,0,null,2941.2165000000005,0,0,"TP4","Freeze"]
[null,"AD-05-0665","EN-TP-5 ASD PROSENS/NET          ","TP-5","ProSens","Net","Standard","EN54",3870.0190000000002,0,0,null,3870.0190000000002,0,0,"TP5","Std"]
[null,"AD-05-0667","EN-TP-5-SL ASD PROSENS/NET SL    ","TP-5","ProSens","Net","Silent","EN54",4644.0124999999998,0,0,null,4644.0124999999998,0,0,"TP5","Silent"]
[null,"AD-05-0669","EN-TP-5-F-A ASD PROSENS/NET FRE  ","TP-5","ProSens","Net","Freeze","EN54",4644.0124999999998,0,0,null,4644.0124999999998,0,0,"TP5","Freeze"]
[null,"AD-05-1220","EN-TT-1/A ASD TOPSENS            ","TT-1","TopSens",null,"Standard","EN54",6058.8823000000002,0,0,null,6058.8823000000002,0,0,"TT1","Std"]
[null,"AD-05-1240","EN-TT-1-SL ASD TOPSENS SILENT    ","TT-1","TopSens",null,"Silent","EN54",7151.7947000000004,0,0,null,7151.7947000000004,0,0,"TT1","Silent"]
[null,"AD-05-1350","EN-TT-1 F/A ASD TOPSENS FREEZE   ","TT-1","TopSens",null,"Freeze","EN54",7655.0012000000006,0,0,null,7655.0012000000006,0,0,"TT1","Freeze"]
[null,2,"Detection Module",null,null,null,null,"FM/UL/EN54",null,1,{"$f":"IF(SUM(K55:K117)>0,1,0)","v":1},null,0,1,0]
[null,"AD-10-5410","FM-Standard: Std/SL ProSens - DM-TP-50-L-U ","Std","ProSens","Standard","Std/SL","FM",1083.6115,{"$f":"+WagnerQuickSelect!CA38","v":0},{"$f":"IF(J55<>0,J55,0)","v":0},null,1083.6115,{"$f":"+K55","v":0},0,"StandardStdSLProSensDMTP50"]
[null,"AD-10-5400","FM-Medium :Std/SL-ProSens -DM-TP-10-L-U ","Medium","ProSens","Medium","Std/SL","FM",1470.6031,{"$f":"+WagnerQuickSelect!CA39","v":0},0,null,1470.6031,0,0,"MediumStdSLProSensDMTP10"]
[null,"AD-10-5405","FM-High: Std/SL-ProSens -DM-TP-01-L-U","High","ProSens","High","Std/SL","FM",1083.6115,{"$f":"+WagnerQuickSelect!CA40","v":0},0,null,4682.8126000000002,0,0,"HighStdSLProSensDMTP01"]
[null,"AD-10-5425","FM-Standard: Freeze ProSens - DM-TP-50-L-F-U","Std","ProSens","Standard","Freeze","FM",1083.6115,{"$f":"+WagnerQuickSelect!CA41","v":0},0,null,1292.7221,0,0,"StandardFreezeProSensDMTP50"]
[null,"AD-10-5415","FM-Medium:Freeze ProSens - DM-TP-10-L-F-U ","Std","ProSens","Medium","Std/SL","FM",1083.6115,{"$f":"+WagnerQuickSelect!CA42","v":0},0,null,1757.1285,0,0,"MediumFreezeProSensDMTP10"]
[null,"AD-10-5420","FM-High: Freeze ProSens - DM-TP-01-L-F-U","Medium","ProSens","High","Std/SL","FM",1083.6115,{"$f":"+WagnerQuickSelect!CA43","v":0},0,null,1083.6115,0,0,"HighFreezeProSensDMTP01"]
[null,"AD-10-5440","FM-Net-Standard: Std/SL ProSensNet -DM-TT-50-L-U ","High","ProSens","Standard","Std/SL","FM",1083.6115,{"$f":"+WagnerQuickSelect!CA44","v":0},0,null,4682.8126000000002,0,0,"NetStandardStdSLProSensNetDMTT50"]
[null,"AD-10-5430","FM-Net-Medium: Std/SL ProSensNet -DM-TT-10-L-U",null,null,"Medium","Std/SL","FM",1083.6115,{"$f":"+WagnerQuickSelect!CA45","v":0},0,null,1470.6031,0,0,"NetMediumStdSLProSensNetDMTT10"]
[null,"AD-10-5435","FM-Net-High: Std/SL ProSensNet -DM-TT-01-L-U",null,null,"High","Std/SL","FM",1083.6115,{"$f":"+WagnerQuickSelect!CA46","v":0},0,null,4682.8126000000002,0,0,"NetHighStdSLProSensNetDMTT01"]
[null,"AD-10-5455","FM-Net-Standard: Freeze ProSens - DM-TT-50-L-F-U",null,null,"Standard","Freeze","FM",1083.6115,{"$f":"+WagnerQuickSelect!CA47","v":0},0,null,1292.7221,0,0,"NetStandardFreezeProSensDMTT50"]
[null,"AD-10-5445","FM-Net-Medium:Freeze ProSens - DM-TT-10-L-F-U ",null,null,"Medium","Freeze","FM",1083.6115,{"$f":"+WagnerQuickSelect!CA48","v":0},0,null,1757.1285,0,0,"NetMediumFreezeProSensDMTT10"]
[null,"AD-10-5450","FM-Net-High: Freeze ProSens - DM-TP-01-L-F-U",null,null,"High","Freeze","FM",1083.6115,{"$f":"+WagnerQuickSelect!CA49","v":0},0,null,5611.6872000000003,0,0,"NetHighFreezeProSensDMTP01"]
[null,"AD-05-5460","FM-Standard: Std/SL TopSense-DM-TT-50-L-U ",null,null,"Standard","Std/SL","FM",1083.6115,{"$f":"+WagnerQuickSelect!CA50","v":0},0,null,6532.5896000000002,0,0,"StandardStdSLTopSenseDMTT50"]
[null,"AD-05-5465","FM-Medium: Std/SL TopSense-DM-TT-10-L-U",null,null,"Medium","Std/SL","FM",1083.6115,{"$f":"+WagnerQuickSelect!CA51","v":0},0,null,7809.8617000000004,0,0,"MediumStdSLTopSenseDMTT10"]
[null,"AD-05-5470","FM-High: Std/SL TopSense-DM-TT-01-L-U",null,null,"High","Std/SL","FM",1083.6115,{"$f":"+WagnerQuickSelect!CA52","v":0},0,null,7306.6037000000006,0,0,"HighStdSLTopSenseDMTT01"]
[null,"AD-10-5401","UL-Medium :Std/SL-ProSens -DM-TP-10-L-U/a ",null,null,"Medium","Silent","UL",5147.0851000000002,{"$f":"+WagnerQuickSelect!CA56","v":1},1,null,1470.6031,1,1470.6031,"MediumStdSLProSensDMTP10",null,null,null,"TP-1"]
[null,"AD-10-5406","UL-High: Std/SL-ProSens -DM-TP-01-L-U/a",null,null,"High","Silent","UL",5147.0851000000002,{"$f":"+WagnerQuickSelect!CA57","v":0},0,null,4682.8126000000002,0,0,"HighStdSLProSensDMTP01",null,null,null,"TP-1"]
[null,"AD-10-5416","UL-Medium:Freeze ProSens - DM-TP-10-L-F-U/a ",null,null,"Medium","ProSens","UL",5147.0851000000002,{"$f":"+WagnerQuickSelect!CA58","v":0},0,null,1757.1285,0,0,"MediumFreezeProSensDMTP10",null,null,null,"TP-1-F"," "," "," "]
[null,"AD-10-5421","UL-High: Freeze ProSens - DM-TP-01-L-F-U/a",null,null,"High","ProSens","UL",5147.0851000000002,{"$f":"+WagnerQuickSelect!CA59","v":0},0,null,1083.6115,0,0,"HighFreezeProSensDMTP01",null,null,null,"TP-1-F"]
[null,"AD-10-5431","UL-Medium: Std/SL TopSense-DM-TT-10-L-U/a",null,null,"Medium","Silent","UL",5147.0851000000002,{"$f":"+WagnerQuickSelect!CA60","v":0},0,null,1470.6031,0,0,"MediumStdSLTopSenseDMTT10",null,null,null,"TT-1","TP3","TP4","TP5"]
[null,"AD-10-5436","UL-High: Std/SL TopSense-DM-TT-01-L-U/a",null,null,"High","Silent","UL",5147.0851000000002,{"$f":"+WagnerQuickSelect!CA61","v":0},0,null,7306.6037000000006,0,{"$f":"+M75*N75","v":0},"HighStdSLTopSenseDMTT01",null,null,null,"TT-1","TP3","TP4","TP5"]
[null,"AD-10-5446","UL-Medium: Freeze TopSense-DM-TT-10-L-U/a",null,null,"Medium","Freeze TopSense","UL",5147.0851000000002,{"$f":"+WagnerQuickSelect!CA62","v":0},0,null,1757.1285,0,0,"MediumFreezeTopSenseDMTT10",null,null,null,"TT-1-F","TP3-F","TP4-F","TP5-F"]
[null,"AD-10-5451","UL-High: Freeze TopSense-DM-TT-01-L-U/a",null,null,"High","Freeze TopSense","UL",5147.0851000000002,{"$f":"+WagnerQuickSelect!CA63","v":0},0,null,5611.6872000000003,0,0,"HighFreezeTopSenseDMTT01",null,null,null,"TT-1-F","TP3-F","TP4-F","TP5-F"]
[null,"AD-05-1500","EN-DM-MB-TM-10 D.BO MS 0.1-2%O/M ",null,null,"Non NeB","MB-TM","EN54",2786.4075000000003,0,0,null,2786.4075000000003,0,0," ","MicronSense","Medium"]
[null,"AD-05-1520","EN-DM-MB-TM-50 D.BO MS 0.5-2%O/M ",null,null,"Non NeB","MB-TM","EN54",1238.3998999999999,0,0,null,1238.3998999999999,0,0," ","MicronSense","Std"]
[null,"AD-05-4000","EN-DM-TM-50 MS STD 0,1%O/M 1A    ",null,null,"Non NeM","DM-TM-50 MS","EN54",3560.4113000000002,0,0,null,3560.4113000000002,0,0," ","MicronSense","Std"]
[null,"AD-05-4010","EN-DM-TM-R-10 MS 0,1%O/M,RI,1A   ",null,null,"Non NeM","TM-R","EN54",4334.4151000000002,0,0,null,4334.4151000000002,0,0," ","MicronSense","Medium"]
[null,"AD-05-4020","EN-DM-TM-B-10 MS DIS STD 0,1%O/M ",null,null,"Non NeM","TM-B","EN54",4334.4151000000002,0,0,null,4334.4151000000002,0,0," ","MicronSense","Medium"]
[null,"AD-05-4030","EN-DM-TM-RB-10 MS 0,1%O/M,RI,1A  ",null,null,"Non NeM","TM-RB","EN54",5108.4292000000005,0,0,null,5108.4292000000005,0,0," ","MicronSense","Medium"]
[null,"AD-05-4300","EN-DM-TM-50 MS STD 0,5%O/M 1A    ",null,null,"Non NeM","DM-TM-50 MS","EN54",1911.7933,0,0,null,1911.7933,0,0," ","MicronSense","Std"]
[null,"AD-05-4320","EN-DM-TM-B-50 MS DIS STD 0,5%O/M ",null,null,"Non NeM","TM-B","EN54",2786.4075000000003,0,0,null,2786.4075000000003,0,0," ","MicronSense","Std"]
[null,"AD-05-4330","EN-DM-TM-RB-50 MS 0,5%O/M,RI,1A  ",null,null,"Non NeM","TM-RB","EN54",3560.4113000000002,0,0,null,3560.4113000000002,0,0," ","MicronSense","Std"]
[null,"AD-05-4410","EN-DM-TM-B-10-U MS D STD 0,1%O/M ",null,null,null,"B","EN54",3599.2732000000001,0,{"$f":"IF(J87<>0,J87,0)","v":0},null,3599.2732000000001,0,0," ","MicronSense","Medium"]
[null,"AD-05-4430","EN-DM-TM-B-50-U MS D STD 0,5%O/M ",null,null,null,"B","EN54",2051.2656000000002,0,0,null,2051.2656000000002,0,0," ","MicronSense","Std"]
[null,"AD-05-4521","EN-DM-TMV-10 MS STD 0,1%O/M 2A   ",null,null,"Non NeM","DM-TMV-10 MS","EN54",3560.4113000000002,0,0,null,3560.4113000000002,0,0," ","MicronSense","Medium"]
[null,"AD-05-4531","EN-DM-TMV-50 MS STD 0,5%O/M 2A   ",null,null,"Non NeM","DM-TMV-50 MS","EN54",2012.414,0,0,null,2012.414,0,0," ","MicronSense","Std"]
[null,"AD-05-4550","EN-DM-TM-50-U MS STD 0,5%O/M1A   ",null,null,"Non NeM","TM-50-U","EN54",2051.2656000000002,0,0,null,2051.2656000000002,0,0," ","MicronSense","Std"]
[null,"AD-05-4560","EN-DM-TM-R-50-U MS 0,5%O/M,RI    ",null,null,"Non NeM","TM-R","EN54",2825.2694000000001,0,0,null,2825.2694000000001,0,0," ","MicronSense","Std"]
[null,"AD-05-4565","EN-DM-TMV-50-U MS STD 0,5%O/M    ",null,null,"Non NeM","DM-TMV-50-U","EN54",2825.2694000000001,0,0,null,2825.2694000000001,0,0," ","MicronSense","Std"]
[null,"AD-05-4570","EN-DM-TM-RB-50-U MS 0,5%O/M,RI   ",null,null,"Non NeM","TM-RB","EN54",3599.2732000000001,0,0,null,3599.2732000000001,0,0," ","MicronSense","Std"]
[null,"AD-05-4575","EN-DM-TM-50 MS-U STD 0,1%O/M1A   ",null,null,"Non NeM","TM-50 MS","EN54",3599.2732000000001,0,0,null,3599.2732000000001,0,0," ","MicronSense","Std"]
[null,"AD-05-4580","EN-DM-TM-R-10-U MS 0,1%O/M,RI    ",null,null,"Non NeM","TM-R","EN54",4373.277,0,0,null,4373.277,0,0," ","MicronSense","Medium"]
[null,"AD-05-4585","EN-DM-TMV-10-U MS STD 0,1%O/M    ",null,null,"Non NeM","DM-TMV-10-U","EN54",4373.277,0,0,null,4373.277,0,0," ","MicronSense","Medium"]
[null,"AD-05-4590","EN-DM-TM-RB-10-U MS 0,1%O/M,RI   ",null,null,"Non NeM","TM-RB","EN54",5147.0851000000002,0,0,null,5147.0851000000002,0,0," ","MicronSense","Medium"]
[null,"AD-10-5100","EN-DM-TP-10-L DETECTOR 0,1%O/M   ",null,null,"Non NeN","EN-DM-TP-10-L","EN54",1360.4137000000001,0,0,null,1360.4137000000001,0,0," ","MicronSense","Medium"]
[null,"AD-10-5115","EN-DM-TP-01-L DETECTOR 0,01%OB/M ",null,null,"Non NeN","EN-DM-TP-01-L","EN54",3529.4289000000003,0,0,null,3529.4289000000003,0,0," ","MicronSense","High"]
[null,"AD-10-5130","EN-DM-TP-50-L DETECTOR 0,5%O/M   ",null,null,"Non NeN","EN-DM-TP-50-L","EN54",992.75520000000006,0,0,null,992.75520000000006,0,0,"EN-MediumStd/SLFProSenseDMTT01",null," ","ProSense","TP1"]
[null,"AD-10-5190","EN-DM-TP-10-L-F D.FREEZE 0,1%O/M ",null,null,"Non NeP","TP-10-L","EN54",1718.2666000000002,0,0,null,1718.2666000000002,0,0,"EN-HighStd/SLProSenseDMTT01",null,null,"ProSense","TP1"]
[null,"AD-10-5195","EN-DM-TP-01-L-F D.FREEZ 0,01%O/M ",null,null,"Non NeP","TP-01-L","EN54",5572.8150000000005,0,0,null,5572.8150000000005,0,0,"EN-StdStd/SLProSenseDMTT01",null,null,"ProSense","TP1"]
[null,"AD-10-5200","EN-DM-TP-50-L-F D.FREEZE 0,5%O/M ",null,null,"Non NeP","TP-50-L","EN54",1253.8601999999998,0,0,null,1253.8601999999998,0,0,"EN-MediumFreezeProSenseDMTT01",null,null,"ProSense","TP1","Net"]
[null,"AD-10-5415","EN-DM-TP-10-L-F-U FREEZE 0,1%O/M ",null,null,"Non NeP","TP-10-L","EN54",1757.1285,0,0,null,1757.1285,0,0,"EN-HighFreezeProSenseDMTT01",null,null,"ProSense","TP1","Net"]
[null,"AD-10-5420","EN-DM-TP-01-L-F-U FREEZ 0,01%O/M ",null,null,"Non NeP","TP-01-L","EN54",5611.6872000000003,0,0,null,5611.6872000000003,0,0,"EN-StdFreezeProSenseDMTT01",null,null,"ProSense","TP1","Net"]
[null,"AD-10-5600","EN-DM-TF-01-L DETECTOR 0,01%O/M  ",null,null,"Non NeN","EN-DM-TF-01-L","EN54",3529.4289000000003,0,0,null,3529.4289000000003,0,0,"EN-MediumStd/SLFusionDMTT01",null,null,"Fusion"," "]
[null,"AD-10-5605","EN-DM-TF-10-L DETECTOR 0,1%O/M   ",null,null,"Non NeN","EN-DM-TF-10-L","EN54",1266.9309000000001,0,0,null,1266.9309000000001,0,0,"EN-HighStd/SLFusionDMTT01",null,null,"Fusion"]
[null,"AD-10-5610","EN-DM-TF-50-L DETECTOR 0,5%O/M   ",null,null,"Non NeN","EN-DM-TF-50-L","EN54",992.68309999999997,0,0,null,992.68309999999997,0,0,"EN-StdStd/SLFusionDMTT01",null,null,"Fusion"]
[null,"AD-10-5620","EN-DM-TF-10-LP DETECTOR 0,1%O/M  ",null,null,"Non NeN","EN-DM-TF-10-LP","EN54",696.60960000000011,0,0,null,696.60960000000011,0,0," "]
[null,"AD-10-5625","EN-DM-TF-50-LP DETECTOR 0,5%O/M  ",null,null,"Non NeN","EN-DM-TF-50-LP","EN54",580.53890000000001,0,0,null,580.53890000000001,0,0," "]
[null,"AD-10-5210","EN-DM-TT-10-L DETECTOR 0,1%O/M   ",null," ","Non NeN","EN-DM-TT-10-L","EN54",1360.4137000000001,0,0,null,1360.4137000000001,0,0,"EN-MediumStd/SLTopSenseDMTT01",null,null,"TopSense","TP3","TP4","TP5"]
[null,"AD-10-5230","EN-DM-TT-01-L DETECTOR 0,01%O/M  ",null," ","Non NeN","EN-DM-TT-01-L","EN54",3529.4289000000003,0,0,null,3529.4289000000003,0,0,"EN-HighStd/SLTopSenseDMTT01",null,null,"TopSense","TP3","TP4","TP5"]
[null,"AD-10-5250","EN-DM-TT-50-L DETECTOR 0,5%O/M   ",null," ","Non NeN","EN-DM-TT-50-L","EN54",992.75520000000006,0,0,null,992.75520000000006,0,0,"EN-StdStd/SLTopSenseDMTT01",null,null,"TopSense","TP3","TP4","TP5"]
[null,"AD-10-5310","EN-DM-TT-10-L-F D.FREEZE 0,1%O/M ",null," ","Non NeT","TT-10-L","EN54",1718.2666000000002,0,0,null,1718.2666000000002,0,0,"EN-MediumFreezeTopSenseDMTT01",null,null,"TopSense","TP3","TP4","TP5"]
[null,"AD-10-5315","EN-DM-TT-01-L-F D.FREEZ 0,01%O/M ",null," ","Non NeT","TT-01-L","EN54",5572.8150000000005,0,0,null,5572.8150000000005,0,0,"EN-HighFreezeTopSenseDMTT01",null,null,"TopSense","TP3","TP4","TP5"]
[null,"AD-10-5320","EN-DM-TT-50-L-F D.FREEZE 0,5%O/M ",null," ","Non NeT","TT-50-L","EN54",1253.8601999999998,0,0,null,1253.8601999999998,0,0,"EN-StdFreezeTopSenseDMTT01",null,null,"TopSense","TP3","TP4","TP5"]
[null,3,"Film ",null,null,null,null,"UL/FM/EN54",null,1,1,null,0,1,0]
[null,"AD-10-1035","FW-TP-1 F.FILM Sticker, Display 1 Detection Unit-Main DeviceTP1/3 -ProSens","TP-1/3",null,"UL/FM/EN","Dsplay 1","UL/FM",44.104600000000005,{"$f":"+WagnerQuickSelect!CA65","v":0},{"$f":"IF(J119<>0,J119,0)","v":0},null,44.104600000000005,{"$f":"+K119","v":0},0,"TP1FFILM1"]
[null,"AD-10-1037","FW-TP-3 F.FILM Sticker,Display 2 Detection Unit-Main Device TP1/3 - ProSens","TP-1/3",null,"UL/FM/EN","Display 2","UL/FM",44.104600000000005,{"$f":"+WagnerQuickSelect!CA66","v":0},0,null,44.104600000000005,0,0,"TP2FFILM2"]
[null,"AD-10-1076","FW-TP-4 F.FILM Sticker,Display 1 Detection Unit-Main Device TP4-ProSens","TP-4",null,"UL/FM/EN","Display 1","UL/FM",44.104600000000005,{"$f":"+WagnerQuickSelect!CA67","v":1},1,null,44.104600000000005,1,44.104600000000005,"TP4FFILM1"]
[null,"AD-10-1077","FW-TP-6 F.FILM Sticker,Display 2 Detection Unit- Main Device TP4 -Prosens","TP-4",null,"UL/FM/EN","Display 2","UL/FM",44.104600000000005,{"$f":"+WagnerQuickSelect!CA68","v":0},0,null,44.104600000000005,0,0,"TP5FFILM2"]
[null,"AD-10-1165","FW-TP-7 F.FILM Sticker,Display 1 Detection Unit-Main Device TP5-ProSens","TP-5",null,"UL/FM/EN","Display 1","UL/FM",44.104600000000005,{"$f":"+WagnerQuickSelect!CA69","v":0},0,null,44.104600000000005,0,0,"TP7FFILM1"]
[null,"AD-10-1167","FW-TP-9 F.FILM Sticker,Display 2 Detection Unit, Main Device TP5 -ProSens","TP-5",null,"UL/FM/EN","Display 2","UL/FM",44.104600000000005,{"$f":"+WagnerQuickSelect!CA70","v":0},0,null,44.104600000000005,0,0,"TP8FFILM2"]
[null,"AD-10-1205","FW-TT-1 F.FILM Sticker,Display 1 Detection Unit-MainDeviceTT-TopSens","TT",null,"UL/FM/EN","Display 1","UL/FM",null,{"$f":"+WagnerQuickSelect!CA71","v":0},0,null,44.104600000000005,0,0,"TT1FFILM1"]
[null,"AD-10-1210","FW-TT-3 F.FILM Sticker,Display 2 detection Unit-Main Device TT -TopSens","TT",null,"UL/FM/EN","Display 2","UL/FM",null,{"$f":"+WagnerQuickSelect!CA72","v":0},0,null,44.104600000000005,0,0,"TT2FFILM2"]
[null,"AD-10-1400","FW-TM F.FILM DM-MB-TM-XX,1ALA ","Micro",null,"Non Ne.","F.FILM","EN54",44.104600000000005,0,0,null,0,0,0,"TMFFILMDMMBTMXX1ALA"]
[null,"AD-10-1410","FW-TM-R FR FILM DM-TM-R-X0,1A ","Micro",null,"Non NeR","FR","EN54",2786.4075000000003,0,0,null,0,0,0,"TMRFRFILMDMTMRX01A"]
[null,"AD-10-1420","FW-TM-B F  FILM DM-TM-B-X0,1A  ","Micro",null,null,"F","EN54",36.863700000000001,0,0,null,0,0,0,"TMBFFILMDMTMBX01A"]
[null,"AD-10-1430","FW-TM-RB F FILM DM-TM-RB-XX,1A ","Micro",null,null,"F","EN54",36.863700000000001,0,0,null,0,0,0,"TMRBFFILMDMTMRBXX1A"]
[null,"AD-10-1440","FW-TMV FRO FILM DM-TMV-X0,2A  ","Micro",null,"Non NeM","TMV FRO FILM","EN54",36.863700000000001,0,0,null,0,0,0,"TMVFROFILMDMTMVX02A"]
[null,"AD-10-1500","FW-AB-1 COVER Micro Sens      ","Micro",null,null,null,"EN54",36.863700000000001,0,0,null,0,0,0,"AB1"]
[null,4,"Network",null,null,null,null,"UL/FM/EN54"," ",1,1,null,0,1,0]
[null,"09-20-6140","NU-2 NETWORK CARD Micro Sens  ",null,null,null,null,"UL/FM",1054.8333,{"$f":"+WagnerQuickSelect!CA80","v":0},{"$f":"IF(J134<>0,J134,0)","v":0},null,1006.207,{"$f":"+K134","v":0},0,2]
[null,"09-20-6400","NU-2-D NETWORK CARD MS+DL     ",null,null,null,null,"UL/FM",1486.0634,{"$f":"+WagnerQuickSelect!CA81","v":0},0,null,1083.6115,0,0,2]
[null,"09-20-6405","NU-2-DO MSENS DATALOGGER ONLY ",null,null,null,null,"UL/FM",1006.207,{"$f":"+WagnerQuickSelect!CA82","v":0},0,null,1486.0634,0,0,2]
[null,"09-20-6440","NU-5 N-CARD TP NET/TT         ",null,null,null,null,"UL/FM",1199.7954999999999,{"$f":"+WagnerQuickSelect!CA83","v":0},0,null,928.80250000000001,0,0,5]
[null,"09-20-6445","NU-5-D N-CARD+DATAL. TPNET/TT ",null,null,"Non NeU","NU-5-D N-CARD","UL/FM",1408.6589000000001,{"$f":"+WagnerQuickSelect!CA84","v":0},0,null,1199.7954999999999,0,0,5]
[null,"09-20-6455","NU-5-D-F N-CARD+DAT TPN/TT-F  ",null,null,"Non Ne ","F N","UL/FM",1563.4576000000002,{"$f":"+WagnerQuickSelect!CA86","v":1},1,null,1563.4576000000002,1,{"$f":"+M139*N139","v":1563.4576000000002},5]
[null,"09-20-6450","NU-5-DO DATAL.-CARD TPNET/TT  ",null,null,null,null,"UL/FM",928.80250000000001,{"$f":"+WagnerQuickSelect!CA85","v":0},0,null,1054.8333,0,0,5]
[null,"09-20-6460","NU-5-DO-F D-CARD TPNET/TT-F   ",null,null,"Non NeO","DO-F D","UL/FM",1083.6115,{"$f":"+WagnerQuickSelect!CA87","v":0},0,null,1408.6589000000001,0,0,5]
[null,5,"Filter",null,null,null,null,"UL/FM"," ",1,1,null,0,{"$f":"+K142","v":1},0]
[null,"AD-10-1960","LF-AD/A AIR FILTER STD( 15 µM   Coarse)",null,null,"Non NeD","AD/A AIR","UL/FM",154.80900000000003,{"$f":"+WagnerQuickSelect!CA89","v":0},{"$f":"IF(J143<>0,J143,0)","v":0},null,481.53530000000001,0,0,"ADAAIRFILTERSTD15"]
[null,"AD-10-1963","LF-AD-1-A FILTER STD Titanus 10 µM(Medium)",null,null,"Non NeD","AD-1-A FILTER","UL/FM",590.42690000000005,{"$f":"+WagnerQuickSelect!CA90","v":1},1,null,590.42690000000005,1,590.42690000000005,"AD1AFILTERSTDTitanus10"]
[null,"AD-10-1966","LF-AD-2-A FILTER  STD TITANUS  5 µM(Fine)",null,null,"Non NeD","AD-2-A FILTER","UL/FM",481.53530000000001,{"$f":"+WagnerQuickSelect!CA91","v":0},0,null,590.42690000000005,0,0,"AD2AFILTERSTDTITANUS5"]
[null,"AD-10-2000","SF-650 FILTER  STD TITANUS  01 µM(SuperFine)",null,null,"Non NeF","SF-650 FILTER  STD TITANUS","UL/FM",261.75389999999999,{"$f":"+WagnerQuickSelect!CA94","v":0},0,null,0,0,0,"Price upon Request"]
[null,"AD-10-2010","SF-400 FILTER  Thin TITANUS  01 µM(SuperFine)",null,null,"Non Nehin TIT","SF-400 FILTER  Thin TITANUS","UL/FM",102.22750000000001,{"$f":"+WagnerQuickSelect!CA95","v":0},0,null,0,0,0,"Price upon Request"]
[null,"AD-10-1975","LF-AD-K FILTER STD Fusion( 15 µM   Coarse)",null,null,"Non NeD","AD-K FILTER","UL/FM",590.42690000000005,{"$f":"+WagnerQuickSelect!CA92","v":0},0,null,261.75389999999999,0,0,"ADKFILTERSTDFusion15"]
[null,"AD-10-1980","SD-1/A SOUND ABSORBER         ",null,null,null,null,"UL/FM",175.68709999999999,{"$f":"+WagnerQuickSelect!CA93","v":0},0,null,383.05699999999996,0,0,1]
[null,6,"Power Supply",null,null,null,null,"EN54"," ",1,1,null," ",1,0]
[null,"SV-10-0165","POWER SUPPLY BNL-3-24-H       ",null,null,null,null,"EN54",3328.1978000000004,{"$f":"+WagnerQuickSelect!CA102","v":0},{"$f":"IF(J151<>0,J151,0)","v":0},null,3328.1978000000004,{"$f":"+K151","v":0},0,"SUPPLYBNL324"]
[null,"SV-10-0470","POWER SUPPLY BNL-8-65-R       ",null,null,null,null,"EN54",5418.0266000000001,0,0,null,5418.0266000000001,0,0,"SUPPLYBNL865"]
[null,"SV-10-0460","POWER SUPPLY BNL-6-38-R       ",null,null,null,null,"EN54",3715.21,0,0,null,3715.21,0,0,"SUPPLYBNL638"]
[null,"SV-10-0480","POWER SUPPLY BNL-12-65-R      ",null,null,null,null,"EN54",7585.2290000000003,0,0,null,7585.2290000000003,0,0,"SUPPLYBNL1265"]
[null,"SV-10-0160","POWER SUPPLY BNL-3-12-H       ",null,null,null,null,"EN54",2941.2165000000005,{"$f":"+WagnerQuickSelect!CA101","v":1},1,null,2941.2165000000005,0,0,"SUPPLYBNL312"]
[null,"SV-10-0170","POWER SUPPLY BNL-6-24-H       ",null,null,null,null,"EN54",3483.0068000000001,{"$f":"+WagnerQuickSelect!CA103","v":0},0,null,3328.1978000000004,0,0,"SUPPLYBNL624"]
[null,"SV-10-0185","POWER SUPPLY BNL-12-65-H      ",null,null,null,null,"EN54",4334.4151000000002,{"$f":"+WagnerQuickSelect!CA104","v":0},0,null,4334.4151000000002,0,0,"SUPPLYBNL1265"]
[null,7,"Valve & Test Kit",null,null,null,null,"EN54"," ",1,1,null,0,1,0]
[null,"AD-10-0915","3KH-ABS ABS 3-Ways Ball Valve ",null,null,null,null,"EN54",502.73269999999997,0,{"$f":"IF(J159<>0,J159,0)","v":0},null,0,0,0,"ABSABS3"]
[null,"AD-10-0925","3KH-PVC PVC 3-Ways Ball Valve ",null,null,null,null,"EN54",115.5866,0,0,null,0,0,0,"PVCPVC3"]
[null,"AD-10-0647","KA-1 CONDENSATE TRAP          ",null,null,null,null,"EN54",657.03700000000003,0,0,null,0,0,0,1]
[null,"AD-05-5200","AB-1 HOUSING FOR Titanus      ",null,null,null,null,"EN54",348.39750000000004,0,0,null,0,0,0,1]
[null,"AD-05-0590","CT-1 SMOKE PEN                ",null,null,null,null,"EN54",259.23040000000003,0,0,null,0,0,0,1]
[null,"AD-05-0597","SP-CT-1 STICKS FOR SM PEN PK6 ",null,null,"Non NeP","SP-CT-1 STICKS FOR","EN54",230.70970000000003,0,0,null,0,0,0,"CT1STICKSFORSMPENPK6"]
[null,"AD-05-0595","AK-CT-1 BRACKET FOR SMOKE PEN ",null,null,null,null,"EN54",77.404500000000013,0,0,null,0,0,0,"CT1"]
[null,"AD-05-0492","KT-HS-1 INSTALLATION KIT      ",null,null,null,null,"EN54",61.954500000000003,0,0,null,0,0,0,"HS1"]
[null,"01-10-9330","AF-BR MARKING TAPE REDUCING   ",null,null,null,null,"EN54",2.7294999999999998,0,0,null,0,0,0]
[null,"SV-10-0410","FUSE MODULE TYPE: FU-1        ",null,null,null,null,"EN54",236.8588,0,0,null,0,0,0,"MODULETYPEFU1"]
[null,"SV-10-0415","FUSE MODULE TYPE: FU-2        ",null,null,null,null,"EN54",154.80900000000003,0,0,null,0,0,0,"MODULETYPEFU2"]
[null,"SV-10-0420","FUSE MODULE TYPE: FU-3        ",null,null,null,null,"EN54",185.77080000000001,0,0,null,0,0,0,"MODULETYPEFU3"]
[null,"SV-10-0430","FUSE MODULE TYPE: FU-4        ",null,null,null,null,"EN54",603.74479999999994,0,0,null,0,0,0,"MODULETYPEFU4"]
[null,"AD-05-0566","DIAG3/B DIAGNOSTIC TOOL       ",null,null,null,null,"EN54",1695.1842999999999,0,0,null,0,0,0,"B"]
[null,"AD-05-2000","DJ-TM RESPONSE INDI,ADDR-U    ",null,null,null,null,"EN54",232.20320000000001,0,0,null,0,0,0]
[null,"AD-05-3500","HB-TM MS DEVICE BASIS         ",null,null,null,null,"EN54",257.48970000000003,0,0,null,0,0,0]
[null,"AD-05-3510","HB-TM-U MS DEVICE BASIS       ",null,null,null,null,"EN54",309.74160000000006,0,0,null,0,0,0]
[null,"01-10-8020","PA-PVC PVC TEST ADAPTER       ",null,null,null,null,"EN54",61.954500000000003,0,0,null,0,0,0]
[null,"01-10-9380","RSV-R25 PVC NON RETURN VALVE  ",null,null,null,null,"EN54",237.63130000000001,0,0,null,0,0,0,"R25"]
[null,"09-20-6680","RU-1 RELAY MODULE RU-1        ",null,null,null,null,"EN54",502.22800000000001,0,0,null,0,0,0,"1RELAYMODULERU1"]
[null,"09-20-6681","RU-2 RELAY MODULE RU-2        ",null,null,null,null,"EN54",502.22800000000001,0,0,null,0,0,0,"2RELAYMODULERU2"]
[null,"AD-10-1980","SD-1/A SOUND ABSORBER         ",null,null,null,null,"EN54",383.05699999999996,0,0,null,0,0,0,1]
[null,"01-10-9245","PA-Y-P PVC PIPE ADAPTER       ",null,null,null,null,"EN54",79.598399999999998,0,0,null,0,0,0]
[null,"01-10-8030","PA-ABS ABS TEST ADAPTER       ",null,null,null,null,"EN54",99.765799999999999,0,0,null,0,0,0]
[null,"01-10-9255","PA-Y-A ABS PIPE ADAPTER       ",null,null,null,null,"EN54",101.455,0,0,null,0,0,0]
[null,"01-10-9290","ABSR-2518-PG16 PK5            ",null,null,null,null,"EN54",15.5221,0,0,null,0,0,0,"2518PG16PK5"]
[null,"01-10-9370","ABS-DF CEILING LEAD-THROUGH   ",null,null,null,null,"EN54",20.177700000000002,0,0,null,0,0,0]
[null,8,"Piping",null,null,null,null,"EN54"," ",1,1,null,0,1,0]
[null,"01-10-9360","AS-12X9 ASD HOSE 12X9 MM      ",null,null,null,null,"EN54",3.4298999999999999,0,{"$f":"IF(J187<>0,J187,0)","v":0},null,0,{"$f":"+K187","v":0},0,"12X9ASDHOSE12X9"]
[null,"01-10-9580","AK-2.0 ASD DF REDU 2MM PK10   ",null,null,"Non NeK","AK-2.0 ASD DF REDU","EN54",29.4786,0,0,null,0,0,0,"20ASDDFREDU2MMPK10"]
[null,"01-10-9590","AK-2.5 ASD DF REDU 2.5MM PK10 ",null,null,"Non Ne.","2.5 ASD DF REDU","EN54",29.4786,0,0,null,0,0,0,"25ASDDFREDU25MMPK10"]
[null,"01-10-9600","AK-3.0 ASD DF REDU 3MM PK10   ",null,null,"Non NeK","AK-3.0 ASD DF REDU","EN54",29.4786,0,0,null,0,0,0,"30ASDDFREDU3MMPK10"]
[null,"01-10-9610","AK-3.2 ASD DF REDU 3.2MM PK10 ",null,null,"Non Ne.","3.2 ASD DF REDU","EN54",29.4786,0,0,null,0,0,0,"32ASDDFREDU32MMPK10"]
[null,"01-10-9620","AK-3.4 ASD DF REDU 3.4MM PK10 ",null,null,"Non Ne.","3.4 ASD DF REDU","EN54",29.4786,0,0,null,0,0,0,"34ASDDFREDU34MMPK10"]
[null,"01-10-9630","AK-3.6 ASD DF REDU 3.6MM PK10 ",null,null,"Non Ne.","3.6 ASD DF REDU","EN54",29.4786,0,0,null,0,0,0,"36ASDDFREDU36MMPK10"]
[null,"01-10-9640","AK-3.8 ASD DF REDU 3.8MM PK10 ",null,null,"Non Ne.","3.8 ASD DF REDU","EN54",29.4786,0,0,null,0,0,0,"38ASDDFREDU38MMPK10"]
[null,"01-10-9650","AK-4.0 ASD DF REDU 4MM PK10   ",null,null,"Non NeK","AK-4.0 ASD DF REDU","EN54",29.4786,0,0,null,0,0,0,"40ASDDFREDU4MMPK10"]
[null,"01-10-9660","AK-4.2 ASD DF REDU 4.2MM PK10 ",null,null,"Non Ne.","4.2 ASD DF REDU","EN54",29.4786,0,0,null,0,0,0,"42ASDDFREDU42MMPK10"]
[null,"01-10-9670","AK-4.4 ASD DF REDU 4.4MM PK10 ",null,null,"Non Ne.","4.4 ASD DF REDU","EN54",29.4786,0,0,null,0,0,0,"44ASDDFREDU44MMPK10"]
[null,"01-10-9680","AK-4.6 ASD DF REDU 4.6MM PK10 ",null,null,"Non Ne.","4.6 ASD DF REDU","EN54",29.4786,0,0,null,0,0,0,"46ASDDFREDU46MMPK10"]
[null,"01-10-9690","AK-5.0 ASD DF REDU 5MM PK10   ",null,null,"Non NeK","AK-5.0 ASD DF REDU","EN54",29.4786,0,0,null,0,0,0,"50ASDDFREDU5MMPK10"]
[null,"01-10-9700","AK-5.2 ASD DF REDU 5.2MM PK10 ",null,null,"Non Ne.","5.2 ASD DF REDU","EN54",29.4786,0,0,null,0,0,0,"52ASDDFREDU52MMPK10"]
[null,"01-10-9710","AK-5.6 ASD DF REDU 5.6MM PK10 ",null,null,"Non Ne.","5.6 ASD DF REDU","EN54",29.4786,0,0,null,0,0,0,"56ASDDFREDU56MMPK10"]
[null,"01-10-9720","AK-6.0 ASD DF REDU 6MM PK10   ",null,null,"Non NeK","AK-6.0 ASD DF REDU","EN54",29.4786,0,0,null,0,0,0,"60ASDDFREDU6MMPK10"]
[null,"01-10-9730","AK-6.8 ASD DF REDU 6.8MM PK10 ",null,null,"Non Ne.","6.8 ASD DF REDU","EN54",29.4786,0,0,null,0,0,{"$f":"+M203*N203","v":0},"68ASDDFREDU68MMPK10"]
[null,"01-10-9390","AF-2.0 ASD REDUCTION 2MM PK10 ",null,null,null,null,"EN54",2.7294999999999998,0,0,null,0,0,0,"20ASDREDUCTION2MMPK10"]
[null,"01-10-9395","AF-2.5 ASD REDUCT 2.5MM PK10  ",null,null,"Non NeF","AF-2.5 ASD REDUCT 2.5MM","EN54",2.7294999999999998,0,0,null,0,0,0,"25ASDREDUCT25MMPK10"]
[null,"01-10-9400","AF-3.0 ASD REDUCTION 3MM PK10 ",null,null,null,null,"EN54",2.7294999999999998,0,0,null,0,0,0,"30ASDREDUCTION3MMPK10"]
[null,"01-10-9410","AF-3.2 ASD REDUCT 3.2MM PK10  ",null,null,"Non NeF","AF-3.2 ASD REDUCT 3.2MM","EN54",2.7294999999999998,0,0,null,0,0,0,"32ASDREDUCT32MMPK10"]
[null,"01-10-9420","AF-3.4 ASD REDUCT 3.4MM PK10  ",null,null,"Non NeF","AF-3.4 ASD REDUCT 3.4MM","EN54",2.7294999999999998,0,0,null,0,0,0,"34ASDREDUCT34MMPK10"]
[null,"01-10-9430","AF-3.6 ASD REDUCT 3.6MM PK10  ",null,null,"Non NeF","AF-3.6 ASD REDUCT 3.6MM","EN54",2.7294999999999998,0,0,null,0,0,0,"36ASDREDUCT36MMPK10"]
[null,"01-10-9440","AF-3.8 ASD REDUCT 3.8MM PK10  ",null,null,"Non NeF","AF-3.8 ASD REDUCT 3.8MM","EN54",2.7294999999999998,0,0,null,0,0,0,"38ASDREDUCT38MMPK10"]
[null,"01-10-9450","AF-4.0 ASD REDUCTION 4MM PK10 ",null,null,null,null,"EN54",2.7294999999999998,0,0,null,0,0,0,"40ASDREDUCTION4MMPK10"]
[null,"01-10-9460","AF-4.2 ASD REDUCT 4.2MM PK10  ",null,null,"Non NeF","AF-4.2 ASD REDUCT 4.2MM","EN54",2.7294999999999998,0,0,null,0,0,0,"42ASDREDUCT42MMPK10"]
[null,"01-10-9470","AF-4.4 ASD REDUCT 4.4MM PK10  ",null,null,"Non NeF","AF-4.4 ASD REDUCT 4.4MM","EN54",2.7294999999999998,0,0,null,0,0,0,"44ASDREDUCT44MMPK10"]
[null,"01-10-9480","AF-4.6 ASD REDUCT 4.6MM PK10  ",null,null,"Non NeF","AF-4.6 ASD REDUCT 4.6MM","EN54",2.7294999999999998,0,0,null,0,0,0,"46ASDREDUCT46MMPK10"]
[null,"01-10-9490","AF-5.0 ASD REDUCTION 5MM PK10 ",null,null,null,null,"EN54",2.7294999999999998,0,0,null,0,0,0,"50ASDREDUCTION5MMPK10"]
[null,"01-10-9500","AF-5.2 ASD REDUCT 5.2MM PK10  ",null,null,"Non NeF","AF-5.2 ASD REDUCT 5.2MM","EN54",2.7294999999999998,0,0,null,0,0,0,"52ASDREDUCT52MMPK10"]
[null,"01-10-9510","AF-5.6 ASD REDUCT 5.6MM PK10  ",null,null,"Non NeF","AF-5.6 ASD REDUCT 5.6MM","EN54",2.7294999999999998,0,0,null,0,0,0,"56ASDREDUCT56MMPK10"]
[null,"01-10-9520","AF-6.0 ASD REDUCTION 6MM PK10 ",null,null,null,null,"EN54",2.7294999999999998,0,0,null,0,0,0,"60ASDREDUCTION6MMPK10"]
[null,"01-10-9530","AF-6.8 ASD REDUCT 6.8MM PK10  ",null,null,"Non NeF","AF-6.8 ASD REDUCT 6.8MM","EN54",2.7294999999999998,0,0,null,0,0,0,"68ASDREDUCT68MMPK10"]
[null,"01-10-9740","AK-7.0 ASD DF REDU 7MM PK10   ",null,null,"Non NeK","AK-7.0 ASD DF REDU","EN54",29.4786,0,0,null,0,0,0,"70ASDDFREDU7MMPK10"]
[null,"01-10-9750","AK-C P-CLIP DEEP FREEZE PK10  ",null,null,"Non NeK","AK-C P-CLIP","EN54",17.726300000000002,0,0,null,0,0,0,"CPCLIPDEEPFREEZEPK10"]
[null,"01-10-9540","AF-7.0 ASD REDUCTION 7MM PK10 ",null,null,null,null,"EN54",2.7294999999999998,0,0,null,0,0,0,"70ASDREDUCTION7MMPK10"]
[null,9,"Conventional Detectors",null,null,null,null,"UL",null,null,1,null,null,1]
[null,"516.600.004","601CH Heat enhanced carbon monoxide fire detector",null,null,"Non Neca","CH Heat enhanced carbon","UL",null,0,{"$f":"IF(J224<>0,J224,0)","v":0},null,0,{"$f":"+K224","v":0},0,"Heat"]
[null,"516.600.006","601F Solar blind infrared point flame detector",null,null,"Non Neinfr","F Solar blind infrared","UL",null,0,0,null,0,0,0,"Solar"]
[null,"516.900.001","701P Conventional Optical Detector (EN)",null,null,null,null,"UL",null,0,0,null,0,0,0,"Conventional"]
[null,"516.900.002","701PH Conventional Optical Heat Enhanced Detector (EN)",null,null,"Non Neonventional Optical ","PH Conventional Optical Heat","UL",null,0,0,null,0,0,0,"Conventional"]
[null,"516.900.003","701H Convention Heat Rate of Rise 60°C (EN)",null,null,"Non Neo","Convention Heat Rate","UL",null,0,0,null,0,0,0,"ConventionHeatRateofRise60"]
[null,"516.900.004","702H Conventional Heat Fixed 60°C (EN)",null,null,null,null,"UL",null,0,0,null,0,0,0,"ConventionalHeatFixed60"]
[null,"516.900.005","703H Conventional Heat Fixed 90°C (EN)",null,null,null,null,"UL",null,0,0,null,0,0,0,"ConventionalHeatFixed90"]
[null,10,"Detector Bases and Accessories",null,null,null,null,"UL",null,null,1,null,null,1,0]
[null,"517.050.045","4B-D 4” Diode continuity base",null,null,null,null,"UL",null,0,{"$f":"IF(J232<>0,J232,0)","v":0},null,0,{"$f":"+K232","v":0},0,"D4"]
[null,"540.003.006","Remote indication LED",null,null,null,null,"UL",null,0,{"$f":"IF(J233<>0,J233,0)","v":0},null,0,0,0]
[null,"568.001.018","MC600 Relay base",null,null,null,null,"UL",null,0,{"$f":"IF(J234<>0,J234,0)","v":0},null,0,0,0,"Relay"]
[null,11,"Sounder Detector Bases",null,null,null,null,"UL",null,null,1,null,null,1,0]
[null,"517.050.015","Volume adjustment tool",null,null,null,null,"UL",null,0,{"$f":"IF(J236<>0,J236,0)","v":0},null,0,{"$f":"+K236","v":0},0]
[null,"577.001.035","601SB Conventional sounder base",null,null,null,null,"UL",null,0,{"$f":"IF(J237<>0,J237,0)","v":0},null,0,0,0,"Conventional"]
[null,"577.001.036","602SB CONV 2 WIRE SOUNDER BASE",null,null,null,null,"UL",null,0,{"$f":"IF(J238<>0,J238,0)","v":0},null,0,0,0,"CONV2"]
[null,"577.001.037","601SBD Conventional diode sounder base",null,null,null,null,"UL",null,0,{"$f":"IF(J239<>0,J239,0)","v":0},null,0,0,0,"Conventional"]
[null,"577.001.038","602SBD CONV 2W DIODE SDR BASE",null,null,null,null,"UL",null,0,{"$f":"IF(J240<>0,J240,0)","v":0},null,0,0,0,"CONV2W"]
[null,12,"JCI Pipe and Fittings",null,null,null,null,"EN54",null,null,1,null,null,1,{"$f":"+L241","v":0}]
[null,"516.018.925","Aspirating Pipe & Fittings In-Line Filter (red)",null,null,"Non Neitt","Pipe & Fittings","EN54",null,0,{"$f":"IF(J242<>0,J242,0)","v":0},null,0,{"$f":"+K242","v":0},0]
[null,"516.018.926","Aspirating Pipe & Fittings Replacement Filter Elements (pack of 4)",null,null,"Non Neitt","& Fittings","EN54",null,0,0,null,0,0,0,"Pipe&FittingsReplacementFilterElementspackof4"]
[null,"JC001-25","90⁰ Sweeping Bend 25mm RED - MOQ 5",null,null,null,null,"EN54",null,0,0,null,0,0,0,"SweepingBend25mmREDMOQ5"]
[null,"JC001S-25","90⁰ Sharp Bend 25mm RED - MOQ 5",null,null,null,null,"EN54",null,0,0,null,0,0,0,"SharpBend25mmREDMOQ5"]
[null,"JC002-25","45⁰ Bend 25mm RED - MOQ 5",null,null,null,null,"EN54",null,0,0,null,0,0,0,"Bend25mmREDMOQ5"]
[null,"JC003-25","Socket Union 25mm RED -  MOQ 5",null,null,null,null,"EN54",null,0,0,null,0,0,0,"Union25mmREDMOQ5"]
[null,"JC004-25","Pipe Clip 25-27mm RED -  MOQ 10",null,null,null,null,"EN54",null,0,0,null,0,0,0,"Clip2527mmREDMOQ10"]
[null,"JC005-1","Adaptor 25-27mm RED -  MOQ 5",null,null,null,null,"EN54",null,0,0,null,0,0,0,"2527mmREDMOQ5"]
[null,"JC005-25","Jointing Socket 25mm RED -  MOQ 10",null,null,null,null,"EN54",null,0,0,null,0,0,0,"Socket25mmREDMOQ10"]
[null,"JC006-25","Tee Piece 25mm RED - MOQ 5",null,null,null,null,"EN54",null,0,0,null,0,0,0,"Piece25mmREDMOQ5"]
[null,"JC007-25","End Cap 25mm RED - MOQ 5",null,null,null,null,"EN54",null,0,0,null,0,0,0,"Cap25mmREDMOQ5"]
[null,"JC008-1","Pipe 25mm RED 2.4M  - MOQ 10",null,null,null,null,"EN54",null,0,0,null,0,0,0,"25mmRED24MMOQ10"]
[null,"JC009-25","Capillary Adaptor 25mm RED - MOQ 5",null,null,null,null,"EN54",null,0,0,null,0,0,0,"Adaptor25mmREDMOQ5"]
[null,"JC010","Sample point labels - MOQ 100",null,null,null,null,"EN54",null,0,0,null,0,0,0,"pointlabelsMOQ100"]
[null,"JC011","Solvent Cement ASD ",null,null,null,null,"EN54",null,0,0,null,0,0,0]
[null,"JC018-R","Nylon Tubing 10mmX100m RED",null,null,null,null,"EN54",null,0,0,null,0,0,0,"Tubing10mmX100m"]
[null,"JC019C-25","Conical Sampling Kit 25mm RED",null,null,null,null,"EN54",null,0,0,null,0,0,0,"SamplingKit25mm"]
[null,"JC019C-HO","Conical Head - MOQ 5",null,null,null,null,"EN54",null,0,0,null,0,0,0,"HeadMOQ5"]
[null,"JC019F-25","Flush Sampling Kit 25mm RED",null,null,null,null,"EN54",null,0,0,null,0,0,0,"SamplingKit25mm"]
[null,"JC019F-HO","Flush Head - MOQ 5",null,null,null,null,"EN54",null,0,0,null,0,0,0,"HeadMOQ5"]
[null,"JC020-25","Discrete Sampling Kit 25mm RED",null,null,null,null,"EN54",null,0,0,null,0,0,0,"SamplingKit25mm"]
[null,"JC021-25","Capillary End Cap 25mm RED - MOQ 5",null,null,null,null,"EN54",null,0,0,null,0,0,0,"EndCap25mmREDMOQ5"]
[null,"JC022-25","Capillary Tee Piece 25mm RED - MOQ 5",null,null,null,null,"EN54",null,0,0,null,0,0,0,"TeePiece25mmREDMOQ5"]
[null,"JC030-25","Flexi Bend 30cm - 25mm RED",null,null,null,null,"EN54",null,0,0,null,0,0,0,"Bend30cm25mm"]
[null,"JC031-25","Flexi Bend 1m - 25mm RED",null,null,null,null,"EN54",null,0,0,null,0,0,0,"Bend1m25mm"]
[null,"JCCBLTR","Pipe ties - MOQ 100",null,null,null,null,"EN54",null,0,0,null,0,0,{"$f":"+M267*N267","v":0},"tiesMOQ100"]
[null,"JCCT-01-25","Condensation Trap 25mm RED",null,null,null,null,"EN54",null,0,0,null,0,0,0,"Trap25mm"]
[null,"JCCTG-01-25","Condensation Trap 25mm GREY",null,null,null,null,"EN54",null,0,0,null,0,0,0,"Trap25mm"]
[null,"JCG001-25","90⁰ Sweeping Bend 25mm GREY - MOQ 5",null,null,null,null,"EN54",null,0,0,null,0,0,0,"SweepingBend25mmGREYMOQ5"]
[null,"JCG001S-25","90⁰ Sharp Bend 25mm GREY - MOQ 5",null,null,null,null,"EN54",null,0,0,null,0,0,0,"SharpBend25mmGREYMOQ5"]
[null,"JCG002-25","45⁰ Bend 25mm GREY - MOQ 5",null,null,null,null,"EN54",null,0,0,null,0,0,0,"Bend25mmGREYMOQ5"]
[null,"JCG003-25","Socket Union 25mm GREY - MOQ 5",null,null,null,null,"EN54",null,0,0,null,0,0,0,"Union25mmGREYMOQ5"]
[null,"JCG004-25","Pipe Clip 25-27mm GREY- MOQ 10",null,null,null,null,"EN54",null,0,0,null,0,0,0,"Clip2527mmGREYMOQ10"]
[null,"JCG005-1","Adaptor 25-27mm GREY  - MOQ 5",null,null,null,null,"EN54",null,0,0,null,0,0,0,"2527mmGREYMOQ5"]
[null,"JCG005-25","Jointing Socket 25mm GREY- MOQ 10",null,null,null,null,"EN54",null,0,0,null,0,0,0,"Socket25mmGREYMOQ10"]
[null,"JCG006-25","Tee Piece 25mm GREY - MOQ 5",null,null,null,null,"EN54",null,0,0,null,0,0,0,"Piece25mmGREYMOQ5"]
[null,"JCG007-25","End Cap 25mm GREY - MOQ 5",null,null,null,null,"EN54",null,0,0,null,0,0,0,"Cap25mmGREYMOQ5"]
[null,"JCG008-1","Pipe 25mm GREY 2.4M  - MOQ 10",null,null,null,null,"EN54",null,0,0,null,0,0,0,"25mmGREY24MMOQ10"]
[null,"JCG009-25","Capillary Adaptor 25mm GREY - MOQ 5",null,null,null,null,"EN54",null,0,0,null,0,0,0,"Adaptor25mmGREYMOQ5"]
[null,"JCG019C-25","Conical Sampling Kit 25mm GREY",null,null,null,null,"EN54",null,0,0,null,0,0,0,"SamplingKit25mm"]
[null,"JCG019F-25","Flush Sampling Kit 25mm GREY",null,null,null,null,"EN54",null,0,0,null,0,0,0,"SamplingKit25mm"]
[null,"JCG020-25","Discrete Sampling Kit 25mm GREY",null,null,null,null,"EN54",null,0,0,null,0,0,0,"SamplingKit25mm"]
[null,"JCG021-25","Capillary End Cap 25mm GREY - MOQ 5",null,null,null,null,"EN54",null,0,0,null,0,0,0,"EndCap25mmGREYMOQ5"]
[null,"JCG022-25","Capillary Tee Piece 25mm GREY - MOQ 5",null,null,null,null,"EN54",null,0,0,null,0,0,0,"TeePiece25mmGREYMOQ5"]
[null,"JCG030-25","Flexi Bend 30cm - 25mm GREY",null,null,null,null,"EN54",null,0,0,null,0,0,0,"Bend30cm25mm"]
[null,"JCG031-25","Flexi Bend 1m - 25mm GREY",null,null,null,null,"EN54",null,0,0,null,0,0,0,"Bend1m25mm"]
[null,"13. Special ITEMS","Add manually in Price List sheet",null,null,null,null,"General",null,null,1,null,null,{"$f":"+K288","v":1},0]
[null,"Special code 1","Product description 1",null,null,null,null,"General",null,0,{"$f":"IF(J289<>0,J289,0)","v":0},null,0,0,0,"description1"]
[null,"Special code 2","Product description 2",null,null,null,null,"General",null,0,0,null,0,0,0,"description2"]
[null,"Special code 3","Product description 3",null,null,null,null,"General",null,0,0,null,0,0,0,"description3"]
[null,"Special code 4","Product description 4",null,null,null,null,"General",null,0,0,null,0,0,0,"description4"]
[null,"Special code 5","Product description 5",null,null,null,null,"General",null,0,0,null,0,0,0,"description5"]
[null,"Special code 6","Product description 6",null,null,null,null,"General",null,0,0,null,0,0,0,"description6"]
[null,"Special code 7","Product description 7",null,null,null,null,"General",null,0,0,null,0,0,0,"description7"]
[null,"Special code 8","Product description 8",null,null,null,null,"General",null,0,0,null,0,0,0,"description8"]
[null,"Special code 9","Product description 9",null,null,null,null,"General",null,0,0,null,0,0,0,"description9"]
[null,"Special code 10","Product description 10",null,null,null,null,"General",null,0,0,null,0,0,0,"description10"]
[null,"Special code 11","Product description 11",null,null,null,null,"General",null,0,0,null,0,0,0,"description11"]
[null,"Special code 12","Product description 12",null,null,null,null,"General",null,0,0,null,0,0,0,"description12"]
[null,"Special code 13","Product description 13",null,null,null,null,"General",null,0,0,null,0,0,0,"description13"]
[null,"Special code 14","Product description 14",null,null,null,null,"General",null,0,0,null,0,0,0,"description14"]
[null,"Special code 15","Product description 15",null,null,null,null,"General",null,0,0,null,0,0,0,"description15"]
[null,"Special code 16","Product description 16",null,null,null,null,"General",null,0,0,null,0,0,0,"description16"]
[null,"Special code 17","Product description 17",null,null,null,null,"General",null,0,0,null,0,0,0,"description17"]
[null,"Special code 18","Product description 18",null,null,null,null,"General",null,0,0,null,0,0,0,"description18"]
[null,"Special code 19","Product description 19",null,null,null,null,"General",null,0,0,null,0,0,0,"description19"]
[null,"Special code 20","Product description 20",null,null,null,null,"General",null,0,0,null,0,0,0,"description20"]
[null,"Special code 21","Product description 21",null,null,null,null,"General",null,0,0,null,0,0,0,"description21"]
[null,"Special code 22","Product description 22",null,null,null,null,"General",null,0,0,null,0,0,0,"description22"]
[null,"Special code 23","Product description 23",null,null,null,null,"General",null,0,0,null,0,0,0,"description23"]
[null,"Special code 24","Product description 24",null,null,null,null,"General",null,0,0,null,0,0,0,"description24"]
[null,"Special code 25","Product description 25",null,null,null,null,"General",null,0,0,null,0,0,0,"description25"]
[null,"Special code 26","Product description 26",null,null,null,null,"General",null,0,0,null,0,0,0,"description26"]
[null,"Special code 27","Product description 27",null,null,null,null,"General",null,0,0,null,0,0,0,"description27"]
[null,"Special code 28","Product description 28",null,null,null,null,"General",null,0,0,null,0,0,0,"description28"]
[null,"Special code 29","Product description 29",null,null,null,null,"General",null,0,0,null,0,0,0,"description29"]
[null,"Special code 30","Product description 30",null,null,null,null,"General",null,0,0,null,0,0,0,"description30"]
[null,"Special code 31","Product description 31",null,null,null,null,"General",null,0,0,null,0,0,0,"description31"]
[null,"Special code 32","Product description 32",null,null,null,null,"General",null,0,0,null,0,0,0,"description32"]
[null,"Special code 33","Product description 33",null,null,null,null,"General",null,0,{"$f":"IF(J321<>0,J321,0)","v":0},null,0,0,0,"description33"]
[null,"Special code 34","Product description 34",null,null,null,null,"General",null,0,0,null,0,0,0,"description34"]
[null,"Special code 35","Product description 35",null,null,null,null,"General",null,0,0,null,0,0,0,"description35"]
[null,"Special code 36","Product description 36",null,null,null,null,"General",null,0,0,null,0,0,0,"description36"]
[null,"Special code 37","Product description 37",null,null,null,null,"General",null,0,0,null,0,0,0,"description37"]
[null,"Special code 38","Product description 38",null,null,null,null,"General",null,0,0,null,0,0,0,"description38"]
[null,"Special code 39","Product description 39",null,null,null,null,"General",null,0,0,null,0,0,0,"description39"]
[null,"Special code 40","Product description 40",null,null,null,null,"General",null,0,0,null,0,0,0,"description40"]
[null,"Special code 41","Product description 41",null,null,null,null,"General",null,0,0,null,0,0,0,"description41"]
[null,"Special code 42","Product description 42",null,null,null,null,"General",null,0,0,null,0,0,0,"description42"]
[null,"Special code 43","Product description 43",null,null,null,null,"General",null,0,0,null,0,0,{"$f":"+M331*N331","v":0},"description43"]
[null,"Special code 44","Product description 44",null,null,null,null,"General",null,0,0,null,0,0,0,"description44"]
[null,"Special code 45","Product description 45",null,null,null,null,"General",null,0,0,null,0,0,0,"description45"]
[null,"Special code 46","Product description 46",null,null,null,null,"General",null,0,0,null,0,0,0,"description46"]
[null,"Special code 47","Product description 47",null,null,null,null,"General",null,0,0,null,0,0,0,"description47"]
[null,"Special code 48","Product description 48",null,null,null,null,"General",null,0,0,null,0,0,0,"description48"]
[null,"Special code 49","Product description 49",null,null,null,null,"General",null,0,0,null,0,0,0,"description49"]
[null,"Special code 50","Product description 50",null,null,null,null,"General",null,0,0,null,0,0,0,"description50"]
[null,"Special code 51","Product description 51",null,null,null,null,"General",null,0,0,null,0,0,0,"description51"]
[null,"Special code 52","Product description 52",null,null,null,null,"General",null,0,0,null,0,0,0,"description52"]
[null,"Special code 53","Product description 53",null,null,null,null,"General",null,0,0,null,0,0,0,"description53"]
[null,"Special code 54","Product description 54",null,null,null,null,"General",null,0,0,null,0,0,0,"description54"]
[null,"Special code 55","Product description 55",null,null,null,null,"General",null,0,0,null,0,0,0,"description55"]
[null,"Special code 56","Product description 56",null,null,null,null,"General",null,0,0,null,0,0,0,"description56"]
[null,"Special code 57","Product description 57",null,null,null,null,"General",null,0,0,null,0,0,0,"description57"]
[null,"Special code 58","Product description 58",null,null,null,null,"General",null,0,0,null,0,0,0,"description58"]
[null,"Special code 59","Product description 59",null,null,null,null,"General",null,0,0,null,0,0,0,"description59"]
[null,"Special code 60","Product description 60",null,null,null,null,"General",null,0,0,null,0,0,0,"description60"]
[null,"Special code 61","Product description 61",null,null,null,null,"General",null,0,0,null,0,0,0,"description61"]
[null,"Special code 62","Product description 62",null,null,null,null,"General",null,0,0,null,0,0,0,"description62"]
[null,"Special code 63","Product description 63",null,null,null,null,"General",null,0,0,null,0,0,0,"description63"]
[null,"Special code 64","Product description 64",null,null,null,null,"General",null,0,0,null,0,{"$f":"+K352","v":0},0,"description64"]
[null,"Special code 65","Product description 65",null,null,null,null,"General",null,0,{"$f":"IF(J353<>0,J353,0)","v":0},null,0,0,0,"description65"]
[null,"Special code 66","Product description 66",null,null,null,null,"General",null,0,0,null,0,0,0,"description66"]
[null,"Special code 67","Product description 67",null,null,null,null,"General",null,0,0,null,0,0,0,"description67"]
[null,"Special code 68","Product description 68",null,null,null,null,"General",null,0,0,null,0,0,0,"description68"]
[null,"Special code 69","Product description 69",null,null,null,null,"General",null,0,0,null,0,0,0,"description69"]
[null,"Special code 70","Product description 70",null,null,null,null,"General",null,0,0,null,0,0,0,"description70"]
[null,"Special code 71","Product description 71",null,null,null,null,"General",null,0,0,null,0,0,0,"description71"]
[null,"Special code 72","Product description 72",null,null,null,null,"General",null,0,0,null,0,0,0,"description72"]
[null,"Special code 73","Product description 73",null,null,null,null,"General",null,0,0,null,0,0,0,"description73"]
[null,"Special code 74","Product description 74",null,null,null,null,"General",null,0,0,null,0,0,0,"description74"]
[null,"Special code 75","Product description 75",null,null,null,null,"General",null,0,0,null,0,0,0,"description75"]
[null,"Special code 76","Product description 76",null,null,null,null,"General",null,0,0,null,0,0,0,"description76"]
[null,"Special code 77","Product description 77",null,null,null,null,"General",null,0,0,null,0,0,0,"description77"]
[null,"Special code 78","Product description 78",null,null,null,null,"General",null,0,0,null,0,0,0,"description78"]
[null,"Special code 79","Product description 79",null,null,null,null,"General",null,0,0,null,0,0,0,"description79"]
[null,"Special code 80","Product description 80",null,null,null,null,"General",null,0,0,null,0,0,0,"description80"]
[null,"Special code 81","Product description 81",null,null,null,null,"General",null,0,0,null,0,0,0,"description81"]
[null,"Special code 82","Product description 82",null,null,null,null,"General",null,0,0,null,0,0,0,"description82"]
[null,"Special code 83","Product description 83",null,null,null,null,"General",null,0,0,null,0,0,0,"description83"]
[null,"Special code 84","Product description 84",null,null,null,null,"General",null,0,0,null,0,0,0,"description84"]
[null,"Special code 85","Product description 85",null,null,null,null,"General",null,0,0,null,0,0,0,"description85"]
[null,"Special code 86","Product description 86",null,null,null,null,"General",null,0,0,null,0,0,0,"description86"]
[null,"Special code 87","Product description 87",null,null,null,null,"General",null,0,0,null,0,0,0,"description87"]
[null,"Special code 88","Product description 88",null,null,null,null,"General",null,0,0,null,0,0,0,"description88"]
[null,"Special code 89","Product description 89",null,null,null,null,"General",null,0,0,null,0,0,0,"description89"]
[null,"Special code 90","Product description 90",null,null,null,null,"General",null,0,0,null,0,0,0,"description90"]
[null,"Special code 91","Product description 91",null,null,null,null,"General",null,0,0,null,0,0,0,"description91"]
[null,"Special code 92","Product description 92",null,null,null,null,"General",null,0,0,null,0,0,0,"description92"]
[null,"Special code 93","Product description 93",null,null,null,null,"General",null,0,0,null,0,0,0,"description93"]
[null,"Special code 94","Product description 94",null,null,null,null,"General",null,0,0,null,0,0,0,"description94"]
[null,"Special code 95","Product description 95",null,null,null,null,"General",null,0,0,null,0,0,0,"description95"]
[null,"Special code 96","Product description 96",null,null,null,null,"General",null,0,0,null,0,0,0,"description96"]
[null,"Special code 97","Product description 97",null,null,null,null,"General",null,0,{"$f":"IF(J385<>0,J385,0)","v":0},null,0,0,0,"description97"]
[null,"Special code 98","Product description 98",null,null,null,null,"General",null,0,0,null,0,0,0,"description98"]
[null,"Special code 99","Product description 99",null,null,null,null,"General",null,0,0,null,0,0,0,"description99"]
[null,"Special code 100","Product description 100",null,null,null,null,"General",null,0,0,null,0,0,0,"description100"]
[null,null,null,null,null,null,null,null,null,null,null,null," ",{"$f":"IF(M389<>0,M389,0)","v":" "}," "]
[null,null,"Total",null,null,null,null,null,null,null,1,null," ",null,{"$f":"SUM(O10:O388)","v":6919.4164000000001}]
[]
[]
[null,"Automated Calculation","Automated Cells cannot Modified"]
[null,"For Manual Overide","To Zero off or to increase Quantities Manually",null,null,null,null,null,null,null,null,null,null,null,"Gen Separate Excel Sheet"]
[]
[]
[null,null,null,null,null,null,null,null,null,null,null,null,null,null,"Clear BOM1 Next Tab"]

{"sheet":"BOM1","index":3,"n_rows":25,"n_cols":9,"rows_kept":25,"cut":false,"hidden":false,"merged":[]}
[]
[null,"Order PID","Product Description","Details","Application","Type","Q-ty\nFrom Setup","Q-ty\nManual","Total"]
[null,null,null,null,null,null,0,0]
[null,"Wagner ASD System",null,null,null,null,null,1]
[null,1,"Main Device",null,null,null,1,1]
[null,"AD-05-5432","UL-TP-4-U ASD PROSENS/NET  Standard","Net","Standard","UL",1,1,3250.8242]
[null,2,"Detection Module",null,null,"FM/UL/EN54",1,1,0]
[null,"AD-10-5401","UL-Medium :Std/SL-ProSens -DM-TP-10-L-U/a ","Medium","Silent","UL",1,1,1470.6031]
[null,3,"Film ",null,null,"UL/FM/EN54",1,1,0]
[null,"AD-10-1076","FW-TP-4 F.FILM Sticker,Display 1 Detection Unit-Main Device TP4-ProSens","UL/FM/EN","Display 1","UL/FM",1,1,44.104600000000005]
[null,4,"Network",null,null,"UL/FM/EN54",1,1,0]
[null,"09-20-6455","NU-5-D-F N-CARD+DAT TPN/TT-F  ","Non Ne ","F N","UL/FM",1,1,1563.4576000000002]
[null,5,"Filter",null,null,"UL/FM",1,1,0]
[null,"AD-10-1963","LF-AD-1-A FILTER STD Titanus 10 µM(Medium)","Non NeD","AD-1-A FILTER","UL/FM",1,1,590.42690000000005]
[null,6,"Power Supply",null,null,"EN54",1,1,0]
[null,"SV-10-0160","POWER SUPPLY BNL-3-12-H       ",null,null,"EN54",1,0,0]
[null,7,"Valve & Test Kit",null,null,"EN54",1,1,0]
[null,8,"Piping",null,null,"EN54",1,1,0]
[null,9,"Conventional Detectors",null,null,"UL",null,1]
[null,10,"Detector Bases and Accessories",null,null,"UL",null,1,0]
[null,11,"Sounder Detector Bases",null,null,"UL",null,1,0]
[null,12,"JCI Pipe and Fittings",null,null,"EN54",null,1,0]
[null,"13. Special ITEMS","Add manually in Price List sheet",null,null,"General",null,1,0]
[null,null,null,null,null,null,null," "," "]
[null,null,"Total",null,null,null,null,null,6919.4164000000001]

{"sheet":"Reference","index":4,"n_rows":300,"n_cols":23,"rows_kept":300,"cut":false,"hidden":true,"merged":[[263,5,263,6],[263,7,263,8],[260,5,260,6],[260,7,260,8],[261,5,261,6],[261,7,261,8],[262,5,262,6],[262,7,262,8],[257,5,257,6],[257,7,257,8],[258,5,258,6],[258,7,258,8],[259,5,259,6],[259,7,259,8]]}
["S/No","Standards","Country","Detector Spacing Operating Spec","Detector Area Coverage","Design Spacing  (Non Corridor)",null,"Design Spacing  (Corridor)","Side Spacing","Remarks",null,"Qty","Safety Factor",null,"Type of Area",null,"Ceiling height",null,"Side Space",null,null,null,"Qty"]
[1,"To Select","To Select","To Select","To Select","To Select",null,"To Select","To Select",null,null,0,"To Select",null,"To Select",null,"To Select",null,"To Select",null,null,null,1]
[2,"SS645","Singapore",9,{"$f":"+D3*D3","v":81},7,null,10,{"$f":"+H3/2","v":5},null,null,1,0,null,"Non Corridor",null,"<3.5 m",null,3,null,null,null,2]
[3,"NFPA72","Global",9.1,{"$f":"+D4*D4","v":82.809999999999988},6.3699999999999992,null,{"$f":"+D4*0.7","v":6.3699999999999992},{"$f":"+H4/2","v":3.1849999999999996},null,null,2,0.05,null,"Corridor",null,"Raise Floor",null,4,null,null,null,3]
[4,"BS5839","Europe",9,81,6.3,null,{"$f":"+D5*0.7","v":6.3},{"$f":"+H5/2","v":3.15},null,null,3,0.1,null,null,null,"Above Ceiling",null,5,null,null,null,4]
[5,"Local","Customised",9,81,6.3,null,6.3,3.15,null,null,4,0.15,null,null,null,null,null,null,null,null,null,"2-4 Select"]
[6,null,null,null,null,null,null,null,null,null,null,5,0.2]
[7,null,null,null,null,null,null,null,null,null,null,6,0.25]
[8,null,null,null,null,null,null,null,null,null,null,7,0.3]
[9,null,null,null,null,null,null,null,null,null,null,8,0.35]
[10,null,null,null,null,null,null,null,null,null,null,9,0.4,null,null,null,null,null,null,null,null,null,"Application"]
[null,null,null,null,null,null,null,null,null,null,null,10,null,null,"Pipe Branch",null,null,null,null,null,null,null,"To Select"]
[null,"Type","variants",null,null,null,null,null,null,null,null,11,null,null," ",null,null,null,null,null,null,null,"Data Center"]
[null," ","To Select",null,"Sensitivity obs/m","Wagner Match",null,"Sensitivity Wagner","Wagner Main Model",null,null,12,null,null,"I",1,null,null,null,null,null,null,"Clean Room"]
[null,"VEP-A00-1P","VEP-A00 ,1 Pipe(Common), LED Display",null,"0.05%-0.20% m","Standard",null,null,null,null,null,13,null,null,"U",2,null,null,null,null,null,null,"Cold Storage"]
[null,"VEP-A00-P-1P","VEP-A00 ,1 Pipes-Max 4(Common), LED Display",null,"0.05%-0.20% m","Standard",null,"Standard","ProSens -TP1",null,null,14,null,null,"M",3,null,null,null,null,null,null,"Dusty Environment"]
[null,"VEP-A00-P-2P","VEP-A00, 2 PipesCommon),Max 4(Common), LED Display",null,"0.05%-0.20% m","Standard",null,"Medium","ProSensNet-TP3",null,null,15,null,null,"2U",4,null,null,null,null,null,null,"Lobby"]
[null,"VEP-A00-P-3P","VEP-A00, 3 Pipes(Common), Max 4(Common), LED Display",null,"0.05%-0.20% m","Standard",null,"High","ProSensNet-TP4",null,null,16,null,null,null,null,null,null,null,null,null,null,"Small Area"]
[null,"VEP-A00-P-4P","VEP-A00. 4 Pipes(Common), Max 4(Common), LED Display",null,"0.05%-0.20% m","Standard",null,null,"PropSensNet-TP5",null,null,17]
[null,"VES-A00-P-1P","VES-A00 ,1 Pipes(Individual), Max 4(Common), LED Display",null,"0.016%-0.20% m","Medium",null,"Purging","TopSensNet-TT1",null,null,18]
[null,"VES-A00-P-2P","VES-A00, 2 PipesIndividual), Max 4(Common), LED Display",null,"0.016%-0.20% m","Medium",null,"Excluded"," ",null,null,19]
[null,"VES-A00-P-3P","VES-A00, 3 Pipes(Individual),Max 4(Common), LED Display",null,"0.016%-0.20% m","Medium",null,"Manual"," ",null,null,20]
[null,"VES-A00-P-4P","VES-A00. 4 Pipes(Individual), Max 4(Common), LED Display",null,"0.016%-0.20% m","Medium",null,"Automatic",null,null,null,{"$f":"+L22+1","v":21},null,null,null,null,null,null,null,null,null,null,"Network"]
[null,"VEU-A00-P-1P","VEU-A00 ,1 Pipes(Individual), Max 4(Common), LED Display",null,"0.001%-0.20% m","High",null,null,null,null,null,{"$f":"+L23+1","v":22},null,null,null,null,null,null,null,null,null,null," "]
[null,"VEU-A00-P-2P","VEU-A00, 2 PipesIndividual), Max 4(Common), LED Display",null,"0.001%-0.20% m","High",null,null,null,null,null,23,null,null,null,null,null,null,null,null,null,null,"Yes"]
[null,"VEU-A00-P-3P","VEU-A00, 3 Pipes(Individual), Max 4(Common), LED Display",null,"0.001%-0.20% m","High",null,null,null,null,null,24,null,null,null,null,null,null,null,null,null,null,"No"]
[null,"VEU-A00-P-4P","VEU-A00. 4 Pipes(Individual),Max 4(Common), LED Display",null,"0.001%-0.20% m","High",null,null,null,null,null,25]
[null,null,null,null,null,null,null,null,null,null,null,26]
[null,"Type",null,"Listing",null,null,null,null,null,null,null,27]
[null," ",null,"UL",null,null,null,null,null,null,null,28]
[null,"Standard",null,"FM",null,null,null,null,null,null,null,29]
[null,"Silent",null,"EN54",null,null,null,null,null,null,null,30]
[null,"Freeze",null,null,null,null,null,null,null,null,null,31]
[null,null,null,null,null,null,null,null,null,null,null,32]
[null,null,null,null,null,null,null,null,null,null,null,33]
[null,"ASD Box with Fan and CPU Card Only(Exclude Detection Module.",null,null,null,null,null,null,null,null,null,34]
[null,"ASD Basic Device","Order PID","Details ","Listing","Datasheet Ref","Main Device Code",null,null,null,null,35]
[null,"ProSens FM Standard -TP1","AD-05-5400","FM-TP-1-U ASD PROSENS  Standard(No Network)","FM","TP-1-U","TP1",null,null,null,null,36]
[null,"ProSens FM Silent-TP1","AD-05-5410","FM-TP-1-SL-U ASD PROSENS SILENT (No Network)","FM","TP-1-SL-U","TP1",null,null,null,null,37]
[null,"ProSens FM Freeze -TP1","AD-05-5405","FM-TP-1 F-U ASD PROSENS FREEZE (No Network)","FM","TP-1F-U","TP1",null,null,null,null,38]
[null,"Net-ProSens FM Standard-TP3","AD-05-5415","FM-TP-3-U ASD PROSENS/NET  Standard","FM","TP-3-U","TP3",null,null,null,null,{"$f":"+L40+1","v":39}]
[null,"Net-ProSens FM Silent-TP3","AD-05-5425","FM-TP-3-SL-U ASD PROSENS/NET SILENT","FM","TP-3-SL-U","TP3",null,null,null,null,40]
[null,"Net-ProSens FM Freeze-TP3","AD-05-5420","FM-TP-3-F-U ASD PROSENS/NET FREEZE","FM","TP-3F-U","TP3",null,null,null,null,41]
[null,"Net-ProSens FM Standard-TP4","AD-05-5430","FM-TP-4-U ASD PROSENS/NET  Standard","FM","TP-4-U","TP4",null,null,null,null,{"$f":"+L43+1","v":42}]
[null,"Net-ProSens FM Silent-TP4","AD-05-5440","FM-TP-4-SL-U ASD PROSENS/NET SILENT","FM","TP-4-SL-U","TP4",null,null,null,null,43]
[null,"Net-ProSens FM Freeze-TP4","AD-05-5435","FM-TP-4-F-U ASD PROSENS/NET FREEZE","FM","TP-4F-U","TP4",null,null,null,null,44]
[null,"Net-ProSens FM Standard-TP5","AD-05-5445","FM-TP-5-U ASD PROSENS/NET  Standard","FM","TP-5-U","TP5",null,null,null,null,45]
[null,"Net-ProSens FM Silent-TP5","AD-05-5455","FM-TP-5-SL-U ASD PROSENS/NET SILENT","FM","TP-5-SL-U","TP5",null,null,null,null,46]
[null,"Net-ProSens FM Freeze-TP5","AD-05-5450","FM-TP-5-F-U ASD PROSENS/NET FREEZE","FM","TP-5F-U","TP5",null,null,null,null,47]
[null,"Net-TopSensFM Standard-TT1","AD-05-5460","FM-TT-1-U ASD TOPSENS            ","FM","TT-1-U","TT1",null,null,null,null,48]
[null,"Net-TopSensFM Silent-TT1","AD-05-5465","FM-TT-1 F-U ASD TOPSENS SILENT","FM","TT-1-SL-U","TT1",null,null,null,null,49]
[null,"Net-TopSensFM Freeze-TT1","AD-05-5470","FM-TT-1-SL-U ASD TOPSENS FREEZE","FM","TT-1F-U","TT1",null,null,null,null,50]
[null,"ProSens UL Standard -TP1","AD-05-5401","UL-TP-1-U ASD PROSENS  Standard(No Network)","UL","TP-1-U/a","TP1",null,null,null,null,51]
[null,"ProSens Ul Silent-TP1","AD-05-5413","UL-TP-1-SL-U ASD PROSENS SILENT (No Network)","UL","TP-1-SL-U/a","TP1",null,null,null,null,52]
[null,"ProSens UL Freeze -TP1","AD-05-5406","UL-TP-1 F-U ASD PROSENS FREEZE (No Network)","UL","TP-1F-U/a","TP1",null,null,null,null,53]
[null,"Net-ProSens UL Standard-TP3","AD-05-5416","UL-TP-3-U ASD PROSENS/NET  Standard","UL","TP-3-U/a","TP3",null,null,null,null,54]
[null,"Net-ProSens UL Silent-TP3","AD-05-5426","UL-TP-3-SL-U ASD PROSENS/NET SILENT","UL","TP-3-SL-U/a","TP3",null,null,null,null,55]
[null,"Net-ProSens UL Freeze-TP3","AD-05-5421","UL-TP-3-F-U ASD PROSENS/NET FREEZE","UL","TP-3F-U/a","TP3",null,null,null,null,56]
[null,"Net-ProSens UL Standard-TP4","AD-05-5432","UL-TP-4-U ASD PROSENS/NET  Standard","UL","TP-4-U/a","TP4",null,null,null,null,57]
[null,"Net-ProSens UL Silent-TP4","AD-05-5441","UL-TP-4-SL-U ASD PROSENS/NET SILENT","UL","TP-4-SL-U/a","TP4",null,null,null,null,58]
[null,"Net-ProSens UL Freeze-TP4","AD-05-5437","UL-TP-4-F-U ASD PROSENS/NET FREEZE","UL","TP-4F-U/a","TP4",null,null,null,null,59]
[null,"Net-ProSens UL Standard-TP5","AD-05-5446","UL-TP-5-U ASD PROSENS/NET  Standard","UL","TP-5-U/a","TP5",null,null,null,null,60]
[null,"Net-ProSens UL Silent-TP5","AD-05-5456","UL-TP-5-SL-U ASD PROSENS/NET SILENT","UL","TP-5-SL-U/a","TP5",null,null,null,null,61]
[null,"Net-ProSens UL Freeze-TP5","AD-05-5451","UL-TP-5-F-U ASD PROSENS/NET FREEZE","UL","TP-5F-U/a","TP5",null,null,null,null,62]
[null,"Net-TopSensUL Standard-TT1","AD-05-5461","UL-TT-1-U ASD TOPSENS            ","UL","TT-1-U/a","TT1",null,null,null,null,63]
[null,"Net-TopSensUL Silent-TT1","AD-05-5471","UL-TT-1 F-U ASD TOPSENS SILENT","UL","TT-1-SL-U/a","TT1",null,null,null,null,64]
[null,"Net-TopSensUL Freeze-TT1","AD-05-5466","UL-TT-1-SL-U ASD TOPSENS FREEZE","UL","TT-1F-U/a","TT1",null,null,null,null,65]
[null,"Fusion EN54 Standard -TF1","AD-05-1140","EN-TF-1 ASD FUSION               ","EN54","TF-1-U","TF1",null,null,null,null,{"$f":"+L67+1","v":66}]
[null,"Fusion EN54 Silent - TF1","AD-05-1145","EN-TF-1-SL ASD FUSION SILENT     ","EN54","TF-1F-U","TF!",null,null,null,null,67]
[null,"ProSense EN54 Standard - TP-1","AD-05-0457","EN-TP-1/A ASD PROSENS            ","EN54","TP-1-1/A","TP1",null,null,null,null,68]
[null,"ProSense EN54 Silent - TP-1","AD-05-0458","EN-TP-1-SL ASD PROSENS SILENT    ","EN54","TP-1-1/SL","TP1",null,null,null,null,69]
[null,"ProSense EN54 Freeze - TP-1","AD-05-0467","EN-TP-1 F/A ASD PROSENS FREEZE   ","EN54","TP-1-F/A","TP1",null,null,null,null,70]
[null,"Net-ProSens EN54 Standard-TP1","AD-05-5400","EN-TP-1-U ASD PROSENS            ","EN54","TP-1-U","TP1",null,null,null,null,71]
[null,"Net-ProSens EN54 Silent-TP1","AD-05-5410","EN-TP-1-SL-U ASD PROSENS SILENT  ","EN54","TP-1-SL-U","TP1",null,null,null,null,72]
[null,"Net-ProSens EN54 Freeze-TP1","AD-05-5405","EN-TP-1 F-U ASD PROSENS FREEZE   ","EN54","TP1-1-F-U","TP1",null,null,null,null,73]
[null,"Net-ProSens EN54 Standard TP3","TBA","EN-TP-5 ASD PROSENS/NET          ","EN54","TP-3-U","TP3",null,null,null,null,{"$f":"+L69+1","v":68}]
[null,"Net-ProSens EN54 Standard TP3","TBA","EN-TP-5-SL ASD PROSENS/NET SL    ","EN54","TP-3-SL","TP3",null,null,null,null,69]
[null,"Net-ProSens EN54 Standard TP3","TBA","EN-TP-5-F-A ASD PROSENS/NET FRE  ","EN54","TP-3-F-A","TP3",null,null,null,null,70]
[null,"Net-ProSens EN54 Standard TP4","TBA","EN-TP-5 ASD PROSENS/NET          ","EN54","TP-4-U","TP4",null,null,null,null,71]
[null,"Net-ProSens EN54 Standard TP4","TBA","EN-TP-5-SL ASD PROSENS/NET SL    ","EN54","TP-4-SL","TP4",null,null,null,null,72]
[null,"Net-ProSens EN54 Standard TP4","TBA","EN-TP-5-F-A ASD PROSENS/NET FRE  ","EN54","TP-4-F-A","TP4",null,null,null,null,73]
[null,"Net-ProSens EN54 Standard TP5","AD-05-0665","EN-TP-5 ASD PROSENS/NET          ","EN54","TP-5-U","TP5",null,null,null,null,{"$f":"+L75+1","v":74}]
[null,"Net-ProSens EN54 Standard TP5","AD-05-0667","EN-TP-5-SL ASD PROSENS/NET SL    ","EN54","TP-5-SL","TP5",null,null,null,null,75]
[null,"Net-ProSens EN54 Standard TP5","AD-05-0669","EN-TP-5-F-A ASD PROSENS/NET FRE  ","EN54","TP-5-F-A","TP5",null,null,null,null,76]
[null,"Net-ProSens EN Standard -TT1","AD-05-1220","EN-TT-1/A ASD TOPSENS            ","EN54","TT-1A","TT1",null,null,null,null,77]
[null,"Net-ProSens EN Silent -TT1","AD-05-1240","EN-TT-1-SL ASD TOPSENS SILENT    ","EN54","TT-1-SL","TT1",null,null,null,null,78]
[null,"Net-ProSens EN Freeze -TT1","AD-05-1350","EN-TT-1 F/A ASD TOPSENS FREEZE   ","EN54","TT-1-F/A","TT1",null,null,null,null,79]
[null,null,null,null,null,null,null,null,null,null,null,{"$f":"+L87+1","v":80}]
[null,"Detection Module - Maximum 2 per ASD",null,null,null,null,null,null,null,null,null,81]
[null,"ASD Detection Modules","Order PID","Details ","Type","TP Type","ASD Model","Listing","Datasheet Ref",null,null,82]
["Standard","FM-Standard: Std/SL ProSens - DM-TP-50-L-U ","AD-10-5410","Detector Module Sensitivity:  0.5% to 0.15%   ","Standard","TP-1-U","ProSens Std/SL","FM","DM-TP-50-L-U - Standard",null,null,83]
["Medium","FM-Medium :Std/SL-ProSens -DM-TP-10-L-U ","AD-10-5400","Detector Module Sensitivity:  - 0.03%   ","Medium","TP-1-U","ProSens Std/SL","FM","DM-TP-10-L-U - Medium",null,null,84]
["High","FM-High: Std/SL-ProSens -DM-TP-01-L-U","AD-10-5405","Detector Module Sensitivity: 0.01%- 0.05%","High","TP-1-U","ProSens Std/Sl","FM","DM-TP-01-L-U - High",null,null,85]
["Standard","FM-Standard: Freeze ProSens - DM-TP-50-L-F-U","AD-10-5425","Detector Module Sensitivity: 0.5% to 0.15%   ","Standard","TP-1-F-U","ProSens Freeze","FM","DM-TP-50-L-F-U - Standard",null,null,86]
["Medium","FM-Medium:Freeze ProSens - DM-TP-10-L-F-U ","AD-10-5415","Detector Module Sensitivity: 0.1% - 0.03%   ","Medium","TP-1-F-U","ProSens Freeze","FM","DM-TP-10-L-F-U - Medium",null,null,87]
["High","FM-High: Freeze ProSens - DM-TP-01-L-F-U","AD-10-5420","Detector Module Sensitivity: 0.01%- 0.05%","High","TP-1-F-U","ProSens Freeze","FM","DM-TP-01-L-F-U - High",null,null,88]
["Standard","FM-Net-Standard: Std/SL ProSensNet -DM-TT-50-L-U ","AD-10-5440","Detector Module Sensitivity:  0.5% to 0.15%   ","Standard","TP-3-U","ProSens Std/SL","FM","DM-TP-50-L-U - Standard",null,null,89]
["Medium","FM-Net-Medium: Std/SL ProSensNet -DM-TT-10-L-U","AD-10-5430","Detector Module Sensitivity:  - 0.03%   ","Medium","TP-3-U","ProSens Std/SL","FM","DM-TP-10-L-U - Medium",null,null,90]
["High","FM-Net-High: Std/SL ProSensNet -DM-TT-01-L-U","AD-10-5435","Detector Module Sensitivity: 0.01%- 0.05%","High","TP-3-U","ProSens Std/Sl","FM","DM-TP-01-L-U - High",null,null,91]
["Standard","FM-Net-Standard: Freeze ProSens - DM-TT-50-L-F-U","AD-10-5455","Detector Module Sensitivity: 0.5% to 0.15%   ","Standard","TP-3-F-U","ProSens Freeze","FM","DM-TP-50-L-F-U - Standard",null,null,92]
["Medium","FM-Net-Medium:Freeze ProSens - DM-TT-10-L-F-U ","AD-10-5445","Detector Module Sensitivity: 0.1% - 0.03%   ","Medium","TP-3-F-U","ProSens Freeze","FM","DM-TP-10-L-F-U - Medium",null,null,93]
["High","FM-Net-High: Freeze ProSens - DM-TP-01-L-F-U","AD-10-5450","Detector Module Sensitivity: 0.01%- 0.05%","High","TP-3-F-U","ProSens Freeze","FM","DM-TP-01-L-F-U - High",null,null,94]
["Standard","FM-Net-Standard: Std/SL ProSensNet -DM-TT-50-L-U ","AD-10-5440","Detector Module Sensitivity:  0.5% to 0.15%   ","Standard","TP-4-U","ProSens Std/SL","FM","DM-TP-50-L-U - Standard",null,null,95]
["Medium","FM-Net-Medium: Std/SL ProSensNet -DM-TT-10-L-U","AD-10-5430","Detector Module Sensitivity:  - 0.03%   ","Medium","TP-4-U","ProSens Std/SL","FM","DM-TP-10-L-U - Medium",null,null,96]
["High","FM-Net-High: Std/SL ProSensNet -DM-TT-01-L-U","AD-10-5435","Detector Module Sensitivity: 0.01%- 0.05%","High","TP-4-U","ProSens Std/Sl","FM","DM-TP-01-L-U - High",null,null,97]
["Standard","FM-Net-Standard: Freeze ProSens - DM-TT-50-L-F-U","AD-10-5455","Detector Module Sensitivity: 0.5% to 0.15%   ","Standard","TP-4-F-U","ProSens Freeze","FM","DM-TP-50-L-F-U - Standard",null,null,98]
["Medium","FM-Net-Medium:Freeze ProSens - DM-TT-10-L-F-U ","AD-10-5445","Detector Module Sensitivity: 0.1% - 0.03%   ","Medium","TP-4-F-U","ProSens Freeze","FM","DM-TP-10-L-F-U - Medium",null,null,99]
["High","FM-Net-High: Freeze ProSens - DM-TP-01-L-F-U","AD-10-5450","Detector Module Sensitivity: 0.01%- 0.05%","High","TP-4-F-U","ProSens Freeze","FM","DM-TP-01-L-F-U - High",null,null,100]
["Standard","FM-Standard: Std/SL ProSensNet -DM-TT-50-L-U ","AD-10-5440","Detector Module Sensitivity: 0.5% to 0.15%   ","Standard","TP-5-U","ProSensNet Std/SL","FM","DM-TT-50-L-U - Standard",null,null,101]
["Medium","FM-Medium: Std/SL ProSensNet -DM-TT-10-L-U","AD-10-5430","Detector Module Sensitivity: 0.1% - 0.03%   ","Medium","TP-5-U","ProSensNet Std/SL","FM","DM-TT-10-L-U - Medium",null,null,{"$f":"+L109+1","v":102}]
["High","FM-High: Std/SL ProSensNet -DM-TT-01-L-U","AD-10-5435","Detector Module Sensitivity: 0.01%- 0.05%","High","TP-5-U","ProSensNet Std/SL","FM","DM-TT-01-L-U - High",null,null,103]
["Standard","FM-Standard: Freeze- ProSensNet -DM-TT-50-L-F-U ","AD-10-5455","Detector Module Sensitivity:  0.5% to 0.15%   ","Standard","TP-5-F-U","ProSensNet -Freeze","FM","DM-TT-50-L-F-U - Standard",null,null,104]
["Medium","FM-Medium: Freeze- ProSensNet -DM-TT-10-L-F-U","AD-10-5445","Detector Module Sensitivity:  0.1% - 0.03%   ","Medium","TP-5-F-U","ProSensNet-Freeze","FM","DM-TT-10-L-F-U - Medium",null,null,105]
["High","FM-High: Freeze- ProSensNet -DM-TT-01-L-F-U","AD-10-5450","Detector Module Sensitivity:  0.01%- 0.05%","High","TP-5-F-U","ProSensNet-Freeze","FM","DM-TT-01-L-F-U - High",null,null,106]
["Standard","FM-Standard: Std/SL TopSense-DM-TT-50-L-U ","AD-05-5460","Detector Module Sensitivity: 0.5% to 0.15%   ","Standard","TP-5-U","ProSensNet Std/SL","FM",null,null,null,107]
["Medium","FM-Medium: Std/SL TopSense-DM-TT-10-L-U","AD-05-5465","Detector Module Sensitivity: 0.1% - 0.03%   ","Medium","TP-5-U","ProSensNet Std/SL","FM",null,null,null,108]
["High","FM-High: Std/SL TopSense-DM-TT-01-L-U","AD-05-5470","Detector Module Sensitivity: 0.01%- 0.05%","High","TP-5-U","ProSensNet Std/SL","FM",null,null,null,109]
["Standard","FM-Standard: Freeze TopSense-DM-TT-50-L-U ","AD-10-5455","Detector Module Sensitivity: 0.5% to 0.15%   ","Standard","TP-5-U","ProSensNet Std/SL","FM",null,null,null,110]
["Medium","FM-Medium: Freeze TopSense-DM-TT-10-L-U","AD-10-5445","Detector Module Sensitivity: 0.1% - 0.03%   ","Medium","TP-5-U","ProSensNet Std/SL","FM",null,null,null,111]
["High","FM-High: Freeze TopSense-DM-TT-01-L-U","AD-10-5450","Detector Module Sensitivity: 0.01%- 0.05%","High","TP-5-U","ProSensNet Std/SL","FM",null,null,null,112]
["Standard","UL-Standard: Std/SL ProSens - Standard do not exist","UL-Std Not Available","Detector Module Sensitivity:  0.5% to 0.15%   ","Standard","TP-1-U/a","ProSens Std/SL","UL","DM-TP-50-L-U - Standard",null,null,113]
["Medium","UL-Medium :Std/SL-ProSens -DM-TP-10-L-U/a ","AD-10-5401","Detector Module Sensitivity:  - 0.03%   ","Medium","TP-1-U/a","ProSens Std/SL","UL","DM-TP-10-L-U - Medium",null,null,114]
["High","UL-High: Std/SL-ProSens -DM-TP-01-L-U/a","AD-10-5406","Detector Module Sensitivity: 0.01%- 0.05%","High","TP-1-U/a","ProSens Std/Sl","UL","DM-TP-01-L-U - High",null,null,115]
["Standard","UL-Standard: Freeze ProSens - Do not Exist","UL-Std Not Available","Detector Module Sensitivity: 0.5% to 0.15%   ","Standard","TP-1-F-U/a","ProSens Freeze","UL","DM-TP-50-L-F-U - Standard",null,null,116]
["Medium","UL-Medium:Freeze ProSens - DM-TP-10-L-F-U/a ","AD-10-5416","Detector Module Sensitivity: 0.1% - 0.03%   ","Medium","TP-1-F-U/a","ProSens Freeze","UL","DM-TP-10-L-F-U - Medium",null,null,117]
["High","UL-High: Freeze ProSens - DM-TP-01-L-F-U/a","AD-10-5421","Detector Module Sensitivity: 0.01%- 0.05%","High","TP-1-F-U/a","ProSens Freeze","UL","DM-TP-01-L-F-U - High",null,null,118]
["Standard","UL-Net-Standard: Std/SL ProSensNet -DM-TT-50-L-U/a ","UL-Std Not Available","Detector Module Sensitivity:  0.5% to 0.15%   ","Standard","TP-3-U/a","ProSens Std/SL","UL","DM-TP-50-L-U - Standard",null,null,119]
["Medium","UL-Net-Medium: Std/SL ProSensNet -DM-TT-10-L-U/a","AD-10-5401","Detector Module Sensitivity:  - 0.03%   ","Medium","TP-3-U/a","ProSens Std/SL","UL","DM-TP-10-L-U - Medium",null,null,120]
["High","UL-Net-High: Std/SL ProSensNet -DM-TT-01-L-U/a","AD-10-5406","Detector Module Sensitivity: 0.01%- 0.05%","High","TP-3-U/a","ProSens Std/Sl","UL","DM-TP-01-L-U - High",null,null,121]
["Standard","UL-Net-Standard: Freeze ProSens - DM-TT-50-L-F-U/a","ProSens Standard-F","Detector Module Sensitivity: 0.5% to 0.15%   ","Standard","TP-3-F-U/a","ProSens Freeze","UL","DM-TP-50-L-F-U - Standard",null,null,122]
["Medium","UL-Net-Medium:Freeze ProSens - DM-TT-10-L-F-U/a ","AD-10-5416","Detector Module Sensitivity: 0.1% - 0.03%   ","Medium","TP-3-F-U/a","ProSens Freeze","UL","DM-TP-10-L-F-U - Medium",null,null,123]
["High","UL-Net-High: Freeze ProSens - DM-TP-01-L-F-U/a","AD-10-5421","Detector Module Sensitivity: 0.01%- 0.05%","High","TP-3-F-U/a","ProSens Freeze","UL","DM-TP-01-L-F-U - High",null,null,124]
["Standard","UL-Net-Standard: Std/SL ProSensNet -DM-TT-50-L-U/a ","Std-Not Available","Detector Module Sensitivity:  0.5% to 0.15%   ","Standard","TP-4-U/a","ProSens Std/SL","UL","DM-TP-50-L-U - Standard",null,null,125]
["Medium","UL-Net-Medium: Std/SL ProSensNet -DM-TT-10-L-U/a","AD-10-5401","Detector Module Sensitivity:  - 0.03%   ","Medium","TP-4-U/a","ProSens Std/SL","UL","DM-TP-10-L-U - Medium",null,null,126]
["High","UL-Net-High: Std/SL ProSensNet -DM-TT-01-L-U/a","AD-10-5406","Detector Module Sensitivity: 0.01%- 0.05%","High","TP-4-U/a","ProSens Std/Sl","UL","DM-TP-01-L-U - High",null,null,127]
["Standard","UL-Net-Standard: Freeze ProSens - DM-TT-50-L-F-U/a","Std-Not Available","Detector Module Sensitivity: 0.5% to 0.15%   ","Standard","TP-4-F-U/a","ProSens Freeze","UL","DM-TP-50-L-F-U - Standard",null,null,128]
["Medium","UL-Net-Medium:Freeze ProSens - DM-TT-10-L-F-U/a ","AD-10-5416","Detector Module Sensitivity: 0.1% - 0.03%   ","Medium","TP-4-F-U/a","ProSens Freeze","UL","DM-TP-10-L-F-U - Medium",null,null,129]
["High","UL-Net-High: Freeze ProSens - DM-TP-01-L-F-U/a","AD-10-5421","Detector Module Sensitivity: 0.01%- 0.05%","High","TP-4-F-U/a","ProSens Freeze","UL","DM-TP-01-L-F-U - High",null,null,130]
["Standard","UL-Standard: Std/SL ProSensNet -DM-TT-50-L-U/a ","Std-Not Available","Detector Module Sensitivity: 0.5% to 0.15%   ","Standard","TP-5-U/a","ProSensNet Std/SL","UL","DM-TT-50-L-U - Standard",null,null,131]
["Medium","UL-Medium: Std/SL ProSensNet -DM-TT-10-L-U/a","AD-10-5401","Detector Module Sensitivity: 0.1% - 0.03%   ","Medium","TP-5-U/a","ProSensNet Std/SL","UL","DM-TT-10-L-U - Medium",null,null,132]
["High","UL-High: Std/SL ProSensNet -DM-TT-01-L-U/a","AD-10-5406","Detector Module Sensitivity: 0.01%- 0.05%","High","TP-5-U/a","ProSensNet Std/SL","UL","DM-TT-01-L-U - High",null,null,{"$f":"+L140+1","v":133}]
["Standard","UL-Standard: Freeze- ProSensNet -DM-TT-50-L-F-U/a ","Std-Not Available","Detector Module Sensitivity:  0.5% to 0.15%   ","Standard","TP-5-F-U/a","ProSensNet -Freeze","UL","DM-TT-50-L-F-U - Standard",null,null,134]
["Medium","UL-Medium: Freeze- ProSensNet -DM-TT-10-L-F-U/a","AD-10-5416","Detector Module Sensitivity:  0.1% - 0.03%   ","Medium","TP-5-F-U/a","ProSensNet-Freeze","UL","DM-TT-10-L-F-U - Medium",null,null,135]
["High","UL-High: Freeze- ProSensNet -DM-TT-01-L-F-U/a","AD-10-5421","Detector Module Sensitivity:  0.01%- 0.05%","High","TP-5-F-U/a","ProSensNet-Freeze","UL","DM-TT-01-L-F-U - High",null,null,136]
[null,"UL-Standard: Std/SL TopSense-Do not Exist","Std-Not Available","Detector Module Sensitivity: 0.5% to 0.15%   ","Standard","TP-5-U/a","ProSensNet Std/SL","UL",null,null,null,137]
[null,"UL-Medium: Std/SL TopSense-DM-TT-10-L-U/a","AD-10-5431","Detector Module Sensitivity: 0.1% - 0.03%   ","Medium","TP-5-U/a","ProSensNet Std/SL","UL",null,null,null,138]
[null,"UL-High: Std/SL TopSense-DM-TT-01-L-U/a","AD-10-5436","Detector Module Sensitivity: 0.01%- 0.05%","High","TP-5-U/a","ProSensNet Std/SL","UL",null,null,null,139]
[null,"UL-Standard: Freeze TopSense-DM-TT-50-L-U/a ","Std-Not Available","Detector Module Sensitivity: 0.5% to 0.15%   ","Standard","TP-5-U/a","ProSensNet Std/SL","UL",null,null,null,140]
[null,"UL-Medium: Freeze TopSense-DM-TT-10-L-U/a","AD-10-5446","Detector Module Sensitivity: 0.1% - 0.03%   ","Medium","TP-5-U/a","ProSensNet Std/SL","UL",null,null,null,141]
[null,"UL-High: Freeze TopSense-DM-TT-01-L-U/a","AD-10-5451","Detector Module Sensitivity: 0.01%- 0.05%","High","TP-5-U/a","ProSensNet Std/SL","UL",null,null,null,142]
[null," ","AD-05-1500","EN-DM-MB-TM-10 D.BO MS 0.1-2%O/M "," "," "," "," "," ",null,null,143]
[null," ","AD-05-1520","EN-DM-MB-TM-50 D.BO MS 0.5-2%O/M ","  "," "," "," "," ",null,null,144]
[null," ","AD-05-4000","EN-DM-TM-50 MS STD 0,1%O/M 1A    "," "," "," "," "," ",null,null,145]
[null," ","AD-05-4010","EN-DM-TM-R-10 MS 0,1%O/M,RI,1A   "," "," "," "," "," ",null,null,146]
[null," ","AD-05-4020","EN-DM-TM-B-10 MS DIS STD 0,1%O/M "," "," "," "," "," ",null,null,147]
[null," ","AD-05-4030","EN-DM-TM-RB-10 MS 0,1%O/M,RI,1A  "," "," "," "," "," ",null,null,148]
[null,"  ","AD-05-4300","EN-DM-TM-50 MS STD 0,5%O/M 1A    "," "," "," "," "," ",null,null,149]
[null," ","AD-05-4320","EN-DM-TM-B-50 MS DIS STD 0,5%O/M "," "," "," "," "," ",null,null,150]
[null," ","AD-05-4330","EN-DM-TM-RB-50 MS 0,5%O/M,RI,1A  ","  "," "," "," "," ",null,null,151]
[null," ","AD-05-4410","EN-DM-TM-B-10-U MS D STD 0,1%O/M "," "," "," "," "," ",null,null,152]
[null," ","AD-05-4430","EN-DM-TM-B-50-U MS D STD 0,5%O/M "," "," "," "," "," ",null,null,153]
[null," ","AD-05-4521","EN-DM-TMV-10 MS STD 0,1%O/M 2A   "," "," "," "," "," ",null,null,154]
[null," ","AD-05-4531","EN-DM-TMV-50 MS STD 0,5%O/M 2A   "," "," "," "," "," ",null,null,155]
[null," ","AD-05-4550","EN-DM-TM-50-U MS STD 0,5%O/M1A   "," "," "," "," "," ",null,null,156]
[null," ","AD-05-4560","EN-DM-TM-R-50-U MS 0,5%O/M,RI    "," "," "," "," "," ",null,null,157]
[null," ","AD-05-4565","EN-DM-TMV-50-U MS STD 0,5%O/M    "," "," "," "," "," ",null,null,158]
[null," ","AD-05-4570","EN-DM-TM-RB-50-U MS 0,5%O/M,RI   "," "," "," "," "," ",null,null,159]
[null," ","AD-05-4575","EN-DM-TM-50 MS-U STD 0,1%O/M1A   "," "," "," "," "," ",null,null,160]
[null," ","AD-05-4580","EN-DM-TM-R-10-U MS 0,1%O/M,RI    "," "," "," "," "," ",null,null,161]
[null," ","AD-05-4585","EN-DM-TMV-10-U MS STD 0,1%O/M    "," "," "," "," "," ",null,null,162]
[null," ","AD-05-4590","EN-DM-TM-RB-10-U MS 0,1%O/M,RI   ","  "," "," "," "," ",null,null,{"$f":"+L170+1","v":163}]
[null," ","AD-10-5100","EN-DM-TP-10-L DETECTOR 0,1%O/M   "," "," "," "," "," ",null,null,164]
[null," ","AD-10-5115","EN-DM-TP-01-L DETECTOR 0,01%OB/M "," "," "," "," "," ",null,null,165]
[null," ","AD-10-5130","EN-DM-TP-50-L DETECTOR 0,5%O/M   "," "," "," "," "," ",null,null,166]
[null," ","AD-10-5190","EN-DM-TP-10-L-F D.FREEZE 0,1%O/M "," "," "," "," "," ",null,null,167]
[null," ","AD-10-5195","EN-DM-TP-01-L-F D.FREEZ 0,01%O/M "," "," "," "," "," ",null,null,168]
[null," ","AD-10-5200","EN-DM-TP-50-L-F D.FREEZE 0,5%O/M "," "," "," "," "," ",null,null,169]
[null," ","AD-10-5415","EN-DM-TP-10-L-F-U FREEZE 0,1%O/M "," "," "," "," "," ",null,null,170]
[null," ","AD-10-5420","EN-DM-TP-01-L-F-U FREEZ 0,01%O/M "," "," "," "," "," ",null,null,171]
[null," ","AD-10-5600","EN-DM-TF-01-L DETECTOR 0,01%O/M  "," "," "," "," "," ",null,null,172]
[null,null,"AD-10-5605","EN-DM-TF-10-L DETECTOR 0,1%O/M   ",null," "," "," "," "]
[null,null,"AD-10-5610","EN-DM-TF-50-L DETECTOR 0,5%O/M   ",null," "," "," "," "]
[null,null,"AD-10-5620","EN-DM-TF-10-LP DETECTOR 0,1%O/M  "]
[null,null,"AD-10-5625","EN-DM-TF-50-LP DETECTOR 0,5%O/M  "]
[null,null,"AD-10-5210","EN-DM-TT-10-L DETECTOR 0,1%O/M   "]
[null,null,"AD-10-5230","EN-DM-TT-01-L DETECTOR 0,01%O/M  "]
[null,null,"AD-10-5250","EN-DM-TT-50-L DETECTOR 0,5%O/M   "]
[null,null,"AD-10-5310","EN-DM-TT-10-L-F D.FREEZE 0,1%O/M "]
[null,null,"AD-10-5315","EN-DM-TT-01-L-F D.FREEZ 0,01%O/M "]
[null,null,"AD-10-5320","EN-DM-TT-50-L-F D.FREEZE 0,5%O/M "]
[null,null," ",null,null,null,null,null,null,null,null,{"$f":"+L150+1","v":143}]
[null,"Film - For 1 or 2 Detection Module/Pipe"," ",null,null,null,null,null,null,null,null,144]
[null,"ASD Model","Model","Details ","Criteria","DatasheetRef",null,"Shutdown Option","Shutdown Film Required",null,null,145]
[null,"Pro SensTP-1/3  Film 1","AD-10-1035","FW-TP-1 F.FILM Sticker, Display 1 Detection Unit-Main DeviceTP1/3 -ProSens","1 Alarm Level@ for 1 pipe","FW-TP-1","FW1",null,null,null,null,146]
[null,"ProSens TP-1/3 Film 2","AD-10-1037","FW-TP-3 F.FILM Sticker,Display 2 Detection Unit-Main Device TP1/3 - ProSens","1 Alarm Level @ for 2 pipe","FW-TP-2","FW2","Yes","FW3Shutdown",null,null,147]
[null,"ProSens TP-4 Film 1","AD-10-1076","FW-TP-4 F.FILM Sticker,Display 1 Detection Unit-Main Device TP4-ProSens","2 Alarm Level@ for 1 pipe","FW-TP-4","FW4",null,"FW3TTShutdown",null,null,148]
[null,"ProSens TP-4  Film 2","AD-10-1077","FW-TP-6 F.FILM Sticker,Display 2 Detection Unit- Main Device TP4 -Prosens","2 Alarm Level @ for 2 pipe","FW-TP-5","FW5",null,null,null,null,149]
[null,"ProSens TP-5 Film 1","AD-10-1165","FW-TP-7 F.FILM Sticker,Display 1 Detection Unit-Main Device TP5-ProSens","3 Alarm Level@ for 1 pipe","FW-TP-7","FW7",null,null,null,null,150]
[null,"ProSens TP-5 Film 2","AD-10-1167","FW-TP-9 F.FILM Sticker,Display 2 Detection Unit, Main Device TP5 -ProSens","3 Alarm Level @ for 2 pipe","FW-TP-8","FW8",null,null,null,null,151]
[null,"TopSens TT Film 1","AD-10-1205","FW-TT-1 F.FILM Sticker,Display 1 Detection Unit-MainDeviceTT-TopSens","3 Alarm Level@ for 1 pipe","FW-TT-1","FW1TT",null,null,null,null,152]
[null,"TopSens TT Film 2","AD-10-1210","FW-TT-3 F.FILM Sticker,Display 2 detection Unit-Main Device TT -TopSens","3 Alarm Level @ for 2 pipe","FW-TT-2","FW2TT",null,null,null,null,153]
[null,"MicronSens Film ","AD-10-1400","FW-TM F.FILM DM-MB-TM-XX,1ALA ","Wagner logo"," ","TMFFILMDMMBTM",null,null,null,null,154]
[null,"MicroSens Film","AD-10-1410","FW-TM-R FR FILM DM-TM-R-X0,1A ","Rm Indent W/O Graph","FW-TM-R","TMRFRFILMDMTMR"]
[null,"MicroSens Film","AD-10-1420","FW-TM-B F  FILM DM-TM-B-X0,1A  ","MicroSens W Graph","FW-TM-V-B","TMBFFILMDMTMB"]
[null,"MicroSens Film","AD-10-1430","FW-TM-RB F FILM DM-TM-RB-XX,1A ","Rm Indent W Graph","FW-TM-RB","TMRBFFILMDMTMRB"]
[null,"MicroSens Film","AD-10-1440","FW-TMV FRO FILM DM-TMV-X0,2A  ","MicroSens W/O Graph","FW-TM-V","TMVFROFILMDMTMV"]
[null,"MicroSens-Add Cover","AD-10-1500","FW-AB-1 COVER Micro Sens      ","Wagner logo",null,"AB"]
[]
[]
[null,"Base on Alarm Level"]
[null,"Default "]
[null,"Manual Input"]
[]
[null,"MainDevice"]
[null,"To Select"]
[null,"ProSens"]
[null,"TopSens"]
[null,"MIcroSens"]
[null,"MicronSens Network Card","Code","Description","Device"]
[null,null," "]
[null,"09-20-6140","NU2","NU-2 NETWORK CARD Micro Sens  ","MicroSens"]
[null,"09-20-6400","NU2D","NU-2-D NETWORK CARD MS+DL     ","MicroSens"]
[null,"09-20-6440","NU5N","NU-5 N-CARD TP NET/TT         ","Pro/TopSens"]
[null,"09-20-6445","NU5DN","NU-5-D N-CARD+DATAL. TPNET/TT ","Pro/TopSens"]
[null,"09-20-6450","NU5DOData","NU-5-DO DATAL.-CARD TPNET/TT  ","Pro/TopSens"]
[null,"09-20-6455","NU5DF","NU-5-D-F N-CARD+DAT TPN/TT-F  ","Pro/TopSens"]
[null,"09-20-6460","NU5DOFD","NU-5-DO-F D-CARD TPNET/TT-F   ","Pro/TopSens"]
[]
[null,"K. Filter, Standard, 10 µM ,5 µM      & Sound Absorber"]
[null,"Filter by types","Model","PID","Description","Filter Elements","Filter Code"]
[]
[null,"Filter","Filter Standard","AD-10-1960","LF-AD/A AIR FILTER STD( 15 µM   Coarse)","15 µM  - Coarse","LF-AD/A"]
[null,"Filter","Filter Standard","AD-10-1963","LF-AD-1-A FILTER STD Titanus 10 µM(Medium)","10 µM   Medium","LF-AD-1-A"]
[null,"Filter","Filter Standard","AD-10-1966","LF-AD-2-A FILTER  STD TITANUS  5 µM(Fine)","5 µM - Fine","LF-AD-2-A"]
[null,"Filter","Filter Standard","AD-10-2000","SF-650 FILTER  STD TITANUS  01 µM(SuperFine)","1 µM - Very Fine","SF-650"]
[null,"Filter","Filter Standard","AD-10-2010","SF-400 FILTER  Thin TITANUS  01 µM(SuperFine)","1µM -Super Fine","SF-400"]
[null,"Filter","Filter Standard","AD-10-1975","LF-AD-K FILTER STD Fusion( 15 µM   Coarse)","Fusion - Coarse","LF-AD-K"]
[null,"Sabsorber","Sound Absorber","AD-10-1980","SD-1/A SOUND ABSORBER         ","Sound","SD-1/A"]
[null,"Filter","Filter Standard","SF-650","SF-650 FILTER  STD TITANUS  01 µM(SuperFine)","Pipe Filter-Very Fine","SF-650"]
[null,"Filter","Filter Standard","SF-400","SF-400 FILTER  Thin TITANUS  01 µM(SuperFine)","Pipe Filter-SuperFine","SF-400"]
[null,"Filter","Filter Element","AD-10-0330","LF-AD-E FILTER ELEMENT 15 µM  "]
[null,"Filter","Filter Standard","AD-10-0332","LF-AD-E-2 FILTER LF-AD-2 (-A) "]
[null,"Filter","Filter Element","AD-10-0335","LF-AD-E_SONDER FIL LFAD1 (A)  "]
[null,"Filter","Filter Element","AD-10-0336","LF-AD-E-K FIL ELEMENT LF-AD-K "]
[]
[]
[null,"I. Trap and Valve Option",null,null,null,"Factor","Standby hrs","Alarm Mins"]
[null,"Trap and Valve Option","Model","PID","Description"]
[null,null,null,null,null,1.25,12,5]
[null,"Trap","Trap","AD-10-0647","KA-1 CONDENSATE TRAP          ",1.2,24,10]
[null,"Valve","Ball Valve","AD-10-0915","3KH-ABS ABS 3-Ways Ball Valve ",null,48,20]
[null,"Valve","Ball Valve","AD-10-0925","3KH-PVC PVC 3-Ways Ball Valve ",null,72,30]
[null,null,null,null,null,null,{"$f":"+G252+24","v":96},40]
[null,"Piping",null,null,null,null,null,50]
[null,null,null,"PID","Description",null,null,60]
[]
[null,"Piping",null,"01-10-8020","PA-PVC PVC TEST ADAPTER       ","Standard Battery AH",null,null,null," "]
[null,{"$f":"+B257","v":"Piping"},null,"01-10-8030","PA-ABS ABS TEST ADAPTER       ","Model",null,"Description",null,"AH"]
[null,{"$f":"+B258","v":"Piping"},null,"01-10-9245","PA-Y-P PVC PIPE ADAPTER       ","SV-10-0160",null,"Power Supply & Charger less Batteries(Max. 12 V / 12 Ah), output current 3.0 A  EN54-4 / A2",null,"12AH"]
[null,"Piping",null,"01-10-9255","PA-Y-A ABS PIPE ADAPTER       ","SV-10-0165",null,"Power supply & charger less Batteries  (max. 12 V / 24 Ah), output current 3.0 A (EN54-4 / A2,",null,"24AH"]
[null,"Piping",null,"01-10-9290","ABSR-2518-PG16 PK5            ","SV-10-0170",null,"Power supply include Charger less batteries(max. 12 V / 24 Ah), output current 6.0 A EN54-4 / A2",null,"24AH"]
[null,"Piping",null,"01-10-9330","AF-BR MARKING TAPE REDUCING   ","SV-10-0185",null,"Power supply  & Charger less batteries (max. 12 V / 65 Ah), output current 12.0 A EN54-4 / A2",null,"65AH"]
[null,"Piping",null,"01-10-9360","AS-12X9 ASD HOSE 12X9 MM      "]
[null,"Piping",null,"01-10-9370","ABS-DF CEILING LEAD-THROUGH   "]
[null,"Piping",null,"01-10-9380","RSV-R25 PVC NON RETURN VALVE  "]
[null,"Piping",null,"01-10-9390","AF-2.0 ASD REDUCTION 2MM PK10 "]
[null,"Piping",null,"01-10-9395","AF-2.5 ASD REDUCT 2.5MM PK10  "]
[null,"Piping",null,"01-10-9400","AF-3.0 ASD REDUCTION 3MM PK10 "]
[null,"Piping",null,"01-10-9410","AF-3.2 ASD REDUCT 3.2MM PK10  "]
[null,"Piping",null,"01-10-9420","AF-3.4 ASD REDUCT 3.4MM PK10  "]
[null,"Piping",null,"01-10-9430","AF-3.6 ASD REDUCT 3.6MM PK10  "]
[null,"Piping",null,"01-10-9440","AF-3.8 ASD REDUCT 3.8MM PK10  "]
[null,"Piping",null,"01-10-9450","AF-4.0 ASD REDUCTION 4MM PK10 "]
[null,"Piping",null,"01-10-9460","AF-4.2 ASD REDUCT 4.2MM PK10  "]
[null,"Piping",null,"01-10-9470","AF-4.4 ASD REDUCT 4.4MM PK10  "]
[null,"Piping",null,"01-10-9480","AF-4.6 ASD REDUCT 4.6MM PK10  "]
[null,"Piping",null,"01-10-9490","AF-5.0 ASD REDUCTION 5MM PK10 "]
[null,"Piping",null,"01-10-9500","AF-5.2 ASD REDUCT 5.2MM PK10  "]
[null,"Piping",null,"01-10-9510","AF-5.6 ASD REDUCT 5.6MM PK10  "]
[null,"Piping",null,"01-10-9520","AF-6.0 ASD REDUCTION 6MM PK10 "]
[null,"Piping",null,"01-10-9530","AF-6.8 ASD REDUCT 6.8MM PK10  "]
[null,"Piping",null,"01-10-9540","AF-7.0 ASD REDUCTION 7MM PK10 "]
[null,"Piping",null,"01-10-9580","AK-2.0 ASD DF REDU 2MM PK10   "]
[null,"Piping",null,"01-10-9590","AK-2.5 ASD DF REDU 2.5MM PK10 "]
[null,"Piping",null,"01-10-9600","AK-3.0 ASD DF REDU 3MM PK10   "]
[null,"Piping",null,"01-10-9610","AK-3.2 ASD DF REDU 3.2MM PK10 "]
[null,"Piping",null,"01-10-9620","AK-3.4 ASD DF REDU 3.4MM PK10 "]
[null,"Piping",null,"01-10-9630","AK-3.6 ASD DF REDU 3.6MM PK10 "]
[null,"Piping",null,"01-10-9640","AK-3.8 ASD DF REDU 3.8MM PK10 "]
[null,"Piping",null,"01-10-9650","AK-4.0 ASD DF REDU 4MM PK10   "]
[null,"Piping",null,"01-10-9660","AK-4.2 ASD DF REDU 4.2MM PK10 "]
[null,"Piping",null,"01-10-9670","AK-4.4 ASD DF REDU 4.4MM PK10 "]
[null,"Piping",null,"01-10-9680","AK-4.6 ASD DF REDU 4.6MM PK10 "]
[null,"Piping",null,"01-10-9690","AK-5.0 ASD DF REDU 5MM PK10   "]
[null,"Piping",null,"01-10-9700","AK-5.2 ASD DF REDU 5.2MM PK10 "]
[null,"Piping",null,"01-10-9710","AK-5.6 ASD DF REDU 5.6MM PK10 "]
[null,"Piping",null,"01-10-9720","AK-6.0 ASD DF REDU 6MM PK10   "]
[null,"Piping",null,"01-10-9730","AK-6.8 ASD DF REDU 6.8MM PK10 "]
[null,"Piping",null,"01-10-9740","AK-7.0 ASD DF REDU 7MM PK10   "]
[null,"Piping",null,"01-10-9750","AK-C P-CLIP DEEP FREEZE PK10  "]

{"sheet":"Battery Consumption","index":5,"n_rows":34,"n_cols":9,"rows_kept":34,"cut":false,"hidden":true,"merged":[]}
["Worse Case battery consumption Scenario - You can adjust by going to the full battery calculator for each model"]
["Model",null,"Part  Number","  Standby Current (mA)\nTotal"," Alarm Current (mA)\nTotal",null,"Standby hrs","Alarm Min","Factor"]
["MicroSens - Standard",null,"DM-TMV(-B)-10/50-U",195,130,null,24,5,1.2500000000000001E-2]
["MicroSens - IDNET",null,"DM-TMVR(B)-10/50-U",125,130,null,48,10]
["ProSens FM Standard -TP1","AD-05-5400","TP-1-U",200,240,null,72,15]
["ProSens FM Silent-TP1","AD-05-5410","TP-1-SL-U",200,240,null,96,20]
["ProSens FM Freeze -TP1","AD-05-5405","TP-1F-U",200,240,null,110,30]
["Net-ProSens FM Standard-TP3","AD-05-5415","TP-3-U",200,240]
["Net-ProSens FM Silent-TP3","AD-05-5425","TP-3-SL-U",200,240]
["Net-ProSens FM Freeze-TP3","AD-05-5420","TP-3F-U",200,240]
["Net-ProSens FM Standard-TP4","AD-05-5430","TP-4-U",200,240]
["Net-ProSens FM Silent-TP4","AD-05-5440","TP-4-SL-U",200,240]
["Net-ProSens FM Freeze-TP4","AD-05-5435","TP-4F-U",200,240]
["Net-ProSens FM Standard-TP5","AD-05-5445","TP-5-U",200,240]
["Net-ProSens FM Silent-TP5","AD-05-5455","TP-5-SL-U",200,240]
["Net-ProSens FM Freeze-TP5","AD-05-5450","TP-5F-U",200,240]
["Net-TopSensFM Standard-TT1","AD-05-5460","TT-1-U",200,240]
["Net-TopSensFM Silent-TT1","AD-05-5465","TT-1-SL-U",200,240]
["Net-TopSensFM Freeze-TT1","AD-05-5470","TT-1F-U",200,240]
["UL ProSens Standard ","AD-05-5401","TP-1-U/a",200,240]
["UL ProSens Freeze","AD-05-5413","TP-1-SL-U/a",200,240]
["UL ProSens Silent","AD-05-5406","TP-1F-U/a",200,240]
["Net-ProSens UL Standard-TP3","AD-05-5416","TP-3-U/a",240,240]
["Net-ProSens UL Silent-TP3","AD-05-5426","TP-3-SL-U/a",240,240]
["Net-ProSens UL Freeze-TP3","AD-05-5421","TP-3F-U/a",240,240]
["Net-ProSens UL Standard-TP4","AD-05-5432","TP-4-U/a",240,240]
["Net-ProSens UL Silent-TP4","AD-05-5441","TP-4-SL-U/a",240,240]
["Net-ProSens UL Freeze-TP4","AD-05-5437","TP-4F-U/a",240,240]
["Net-ProSens UL Standard-TP5","AD-05-5446","TP-5-U/a",240,240]
["Net-ProSens UL Silent-TP5","AD-05-5456","TP-5-SL-U/a",240,240]
["Net-ProSens UL Freeze-TP5","AD-05-5451","TP-5F-U/a",240,240]
["Net-TopSensUL Standard-TT1","AD-05-5461","TT-1-U/a",240,240]
["Net-TopSensUL Silent-TT1","AD-05-5471","TT-1-SL-U/a",240,240]
["Net-TopSensUL Freeze-TT1","AD-05-5466","TT-1F-U/a",240,240]

{"sheet":"QuickConvertXtralis","index":6,"n_rows":165,"n_cols":96,"rows_kept":165,"cut":false,"hidden":false,"merged":[[0,3,0,4],[17,13,19,13],[6,60,9,60],[0,47,0,50],[0,14,0,27],[10,46,17,46],[13,52,23,52],[0,30,0,34],[1,30,1,34],[17,28,28,28],[20,13,24,13],[21,60,28,60]]}
["Select Listing","Step 1\nXtralis Model","Step 2\nApplication","**Note: Selection using Xtralis Competitor Products>\nThe Ending-1P for VEP, VES or VEU mean 1 pipe, 2 for 2 pipe…etc",null,"Step 3: Nos of ASD","Alm Level Manual Input","Step 4: Alm Lvl","Step 4:\nAlm Lvl Reqd",null,null,"Step 5: \nReqd Network","Step 6: \nReqd WStation","*Notes","Using Logic to match Xtralis Requirements to Wagner closest function, features, Alarm Level and Sensitivity.",null,null,null,null,null,null,null,null,null,null,null,null,null,"* Notes","Step 7  \nMain Device","Wagner Closest Matching Solution - Main Device\nBase on Step 1 to 6 input and Selection",null,null,null,null,null,null,null,null,null,null,"Step 8 Piping\nSampling Holes Distance(M)",6,null,null,null,"* Notes","Step 9\nEstimate Piping WO Project Planning.- Optional",null,null,null,null,"Purging -Optional","Step 10\nDetection Modules Selection base on Closest to Xtralis requirements",null,null,null,null,null,null,"* Notes",null,null,null,null,null,"Step 11.\nLED Display for 1 or 2 Pipe",null," ",null,"Step 12\nNetwork Card","Click at + at row 1 to Expand",null,null,null,null,"Step 13.\nFilter Selection",null,null,null,"Step 14.\nBattery AH",null,"Standbyhrs",24,"Alarm Mins",5,"Factor",1.25,null," "]
["UL",null,null,null,null,null,"Click here to select Yes","Yes",null,null,null,null,null,null,null,null,null,null,null,null,null,null,null,null,null,null,null,null,null,null,"** Note: This Excel is to Simplified Matching Xtralis to Wagner Equivalent and all part numbers to UL or FM or EN54 Combination of Main Device, Detection Unit, Film and the rest required to form a complete unit WO refering to Price books and Datasheet",null,null,null,null,null,null,null,null,null,null,null,null,null,{"$f":"IF(AS5=\"I\",1,(IF(AS5=\"U\",2,(IF(AS5=\"M\",3,(IF(AS5=U2,4,0)))))))","v":0},null,null,null,null,null,null,null,"Excluded"]
["S/No","Competitor Product","Type Application","Xtralis Model","Product Details","Unit Qty","Total Main Pipe Qty","Unit Alm Lvl Qty","Default Alarm Level","Total Alarm Level","Unit Alm Relay Qty","Unit Network","All Remote Workstation VSM","ASD Category to Identified if Std, Medium or High Sensitivity to match and nos of Pipes Reqd","ASD Category Ref","Main Sample Pipe","Film for 2 Pipe Display Factor","Alm Lvl Total","Alm Relay Total","Reqd Alarm Network","Network Reqd 1=Yes, 0= No","Type application","ProSensNet-TP3","ProSensNet-TP4","ProSensNet-TP5","Network Requirements","VSM","VSM Reqd , 1=Yes, 0=No",null,"Wagner Main ASD Box Contain Fans & CPU","Model Variant","Specific Type","TP Level","Total Alm Level Total","Total Alm Relay Total","Xtralis Model VEP/VES/VEU","Xtralis Only VEP with 4 Sampling Ports","Xtralis Only VES Model","Xtralis Only VEU Model","All Models with Network capability","Qty of ASD   (Auto)","Use 1 main Pipe to Split to < 4","2 Detection Module Per ASD Unit","Main Pipe as per Max main Detection Unit","Detection Unit Pipe Branch Split","Each Pipe Nos of Sampling Points",null,"Unit Pipe A Length from ASD","Unit Pipe B length from Pipe A","Unit Pipe C length from Pipe A","Unit Detection1,2,3,4 Pipe Length from B & C ","Calculated Length base on Branch Type \"I\", \"U\"..etc",null,"Model\n**Note: Detection Module are common for each Main Device and Alarm Level depends on the Main Device and not on the detection module and Sensitivity Level required","Main Device Model","Modular Detection Unit  (Max 2 per ASD)","Details","Qty","Total Alm Level Total","Total Alm Relay Total",null,"Shutdown","Alarm Level Selected","No of Main Pipe","Shutdown","Total for formulae Calculation","Front Film (Display LED) Part number","Reference Number","Details","Qty","Network Card","Network Card Selection\nMust be \"Yes\" for Network Card Besides","Network Part number","Network Card Function Description","Main Device",null,"Filter Type Selection","Filter Code","Filter Element","Description","Battery Calculation","Standby Hrs","Standby in AH","Alarm hrs","Alarms in AH","Total Calculated  AH","Nearest AH battery","Model","Description","Remarks"]
[null,"VEP-A00-P-2P"," ",{"$f":"IF(COUNTIF($B4,\"*VEP*\"),((IF($AS4>1.5,\"VEP2\",\"VEP1\"))),IF(COUNTIF($B4,\"*VES*\"),((IF($AS4>1.5,\"VES2\",\"VES1\"))),IF(COUNTIF($B4,\"*VEU*\"),((IF($AS4>1.5,\"VEU2\",\"VEU1\"))),)))","v":"VEP1"},{"$f":"IF(B4=\"VEP-A00-1P\",+Reference!$C$15,IF(B4=\"VEP-A00-P-1P\",+Reference!$C$16,IF(B4=\"VEP-A00-P-2P\",+Reference!$C$17,IF(B4=\"VEP-A00-P-3P\",+Reference!$C$18,IF(B4=\"VEP-A00-P-4P\",+Reference!$C$19,IF(B4=\"VES-A00-P-1P\",+Reference!$C$20,IF(B4=\"VES-A00-P-2P\",+Reference!$C$21,IF(B4=\"VES-A00-P-3P\",+Reference!$C$22,IF(B4=\"VES-A00-P-4P\",+Reference!$C$23,IF(B4=\"VEU-A00-P-1P\",+Reference!$C$24,IF(B4=\"VEU-A00-P-2P\",+Reference!$C$25,IF(B4=\"VEU-A00-P-3P\",+Reference!$C$26,IF(B4=\"VEU-A00-P-4P\",+Reference!$C$27,IF(B4=\"To Select\",\"Pending\",0))))))))))))))","v":"VEP-A00, 2 PipesCommon),Max 4(Common), LED Display"},0,{"$f":"IF(O4=0,0,IF(O4=1,1,IF(O4=2,1,IF(O4=3,2,IF(O4=4,3,IF(O4=5,4,IF(O4=6,1,IF(O4=7,2,IF(O4=8,3,IF(O4=9,4,IF(O4=10,1,IF(O4=11,2,IF(O4=12,3,IF(O4=13,4,0))))))))))))))","v":2},0,{"$f":"IF($H4>0,$H4,IF(COUNTIF($B4,\"*VEP*\"),1,IF(COUNTIF($B4,\"*VES*\"),2,IF(COUNTIF($B4,\"*VEU*\"),3,0))))","v":1},{"$f":"IF($H$1=\"Yes\",$H4,$I4)","v":1},{"$f":"IF($AJ4=\"VEP\",7,IF($AJ4=\"VES\",12,IF($AJ4=\"VEU\",12,0)))","v":0}," "," ","VEP-IP=1",{"$f":"IF($B4=\"To Select\",0,(IF($B4=\"VEP-A00-1P\",1,(IF($B4=\"VEP-A00-P-1P\",2,(IF($B4=\"VEP-A00-P-2P\",3,(IF($B4=\"VEP-A00-P-3P\",4,(IF($B4=\"VEP-A00-P-4P\",5,(IF($B4=\"VES-A00-P-1P\",6,(IF($B4=\"VES-A00-P-2P\",7,(IF($B4=\"VES-A00-P-3P\",8,(IF($B4=\"VES-A00-P-4P\",9,IF($B4=\"VEU-A00-P-1P\",10,IF($B4=\"VEU-A00-P-2P\",11,IF($B4=\"VEU-A00-P-3P\",12,IF($B4=\"VEU-A00-P-4P\",13,0)))))))))))))))))))))))","v":3},{"$f":"IF($G4=0,0,IF($G4=1,1,IF($G4=2,2,IF($G4=3,3,IF($G4=4,4,0)))))","v":2},{"$f":"IF(OR($D4=\"VEP1\",$D4=\"VEP2\"),$BF4,IF(OR($D4=\"VES1\",$D4=\"VES2\"),$BF4,IF(OR($D4=\"VEU1\",$D4=\"VEU2\"),$BF4,0)))","v":" "},{"$f":"+$H4*AO4","v":0},{"$f":"+$F4*(IF($K4=0,0,IF($K4=1,1,IF($K4=2,2,IF($K4=3,3,IF($K4=4,4,IF($K4=5,5,IF($K4=6,6,IF($K4=7,7,IF($K4=8,8,IF($K4=9,9,IF($K4=10,10,IF($K4=11,11,IF($K4=12,12,0))))))))))))))","v":0},{"$f":"IF($L4=\"Yes\",1,(IF($R4>1.9,1,0)))","v":0},{"$f":"IF($B4=\"VEP-A00-1P\",0,(IF($L4=\"\",0,(IF($L4=\"Yes\",1,(IF($R4>1,1,0)))))))","v":0},{"$f":"IF($C4=\"\",0,IF($C4=\"Standard\",1,IF($C4=\"Silent\",2,IF($C4=\"Freeze\",3))))","v":false},{"$f":"(COUNTIFS($J4,\"=1\"))","v":1},{"$f":"(COUNTIFS($J4,\"=2\"))","v":0},{"$f":"(COUNTIFS($J4,\"=3\"))","v":0},{"$f":"SUM($W4:$Y4)","v":1},{"$f":"IF(M4=\"Yes\",\"VSM\",0)","v":0},{"$f":"IF($M4=\"To Select\",0,(IF($M4=\"Yes\",1,(IF($M4=\"No\",0,0)))))","v":0},null,{"$f":"IF($AN4=1,(IF(AND($W4=1, $V4=1),Reference!$C$41,IF(AND($X4=1, $V4=1),Reference!$C$44,IF(AND($Y4=1, $V4=1),Reference!$C$42,IF(AND($W4=1, $V4=2),Reference!$C$42,IF(AND($X4=1, $V4=2),Reference!$C$45,IF(AND($Y4=1, $V4=2),Reference!$C$48,IF(AND($W4=1, $V4=3),Reference!$C$43,IF(AND($X4=1, $V4=3),Reference!$C$46,IF(AND($Y4=1, $V4=3),Reference!$C$49,0)))))))))),(IF($V4=0,0,IF($V4=1,Reference!$C$38,IF($V4=2,Reference!$C$39,IF($V4=3,Reference!$C$40,0))))))","v":0},{"$f":"IF($AN4=1,(IF(AND($W4=1, $V4=1),Reference!$B$41,IF(AND($X4=1, $V4=1),Reference!$B$44,IF(AND($Y4=1, $V4=1),Reference!$B$42,IF(AND($W4=1, $V4=2),Reference!$B$42,IF(AND($X4=1, $V4=2),Reference!$B$45,IF(AND($Y4=1, $V4=2),Reference!$B$48,IF(AND($W4=1, $V4=3),Reference!$B$43,IF(AND($X4=1, $V4=3),Reference!$B$46,IF(AND($Y4=1, $V4=3),Reference!$B$49,0)))))))))),(IF($V4=0,0,IF($V4=1,Reference!$B$38,IF($V4=2,Reference!$B$39,IF($V4=3,Reference!$B$40,))))))","v":0},{"$f":"+$C4","v":" "},{"$f":"IF($AN4=1,(IF(AND($W4=1, $V4=1),Reference!$G$41,IF(AND($X4=1, $V4=1),Reference!$G$44,IF(AND($Y4=1, $V4=1),Reference!$G$42,IF(AND($W4=1, $V4=2),Reference!$G$42,IF(AND($X4=1, $V4=2),Reference!$G$45,IF(AND($Y4=1, $V4=2),Reference!$G$48,IF(AND($W4=1, $V4=3),Reference!$G$43,IF(AND($X4=1, $V4=3),Reference!$G$46,IF(AND($Y4=1, $V4=3),Reference!$G$49,0)))))))))),(IF($V4=0,0,IF($V4=1,Reference!$G$38,IF($V4=2,Reference!$G$39,IF($V4=3,Reference!$G$40,))))))","v":0},{"$f":"IF(H4>0,(IF($BF4>0,($BF4*$H4),0)),0)","v":0},{"$f":"IF(K4>0,(IF($BC4=\"TP1\",4,IF($BC4=\"TP3\",4,IF($BC4=\"TP4\",6,IF($BC4=\"TP5\",8,0))))*$BF4),0)","v":0},{"$f":"IF($F4>0,(IF(COUNTIF($B4,\"*VEP*\"),(\"VEP\"),IF(COUNTIF($B4,\"*VES*\"),(\"VES\"),IF(COUNTIF($B4,\"*VEU*\"),(\"VEU\"))))),0)","v":0},{"$f":"IF($B4=\"VEP-A00-P-1P\",1,IF($B4=\"VEP-A00-P-2P\",1,IF($B4=\"VEP-A00-P-3P\",1,IF($B4=\"VEP-A00-P-4P\",1,0))))","v":1},{"$f":"IF($AJ4=\"VES\",1,0)","v":0},{"$f":"IF($AJ4=\"VEU\",1,0)","v":0},{"$f":"+AL4+AK4+AM4","v":1},{"$f":"+$F4*(IF($F4=0,0,IF(AP4=\"Yes\",1,((IF($G4=2,1,(IF($G4=3,2,(IF(G$5=4,2,1))))))))))","v":0}," "," ",{"$f":"IF(G4>0,(AQ4*AO4),0)","v":{"$error":"#VALUE!"}},0,{"$f":"IF(AS4<1,0,IF($AQ4>0,($AZ4/$AQ$1)/($AQ4*$AS4),0))","v":0},null,0,0,0,0,{"$f":"IF($AS4>0,($AY4*$AS4*$AQ4),0)","v":0},null,{"$f":"IF($Z4=1,(IF($C4=\"Standard\",(IF(OR($D4=\"VEP1\",$D4=\"VEP2\"),Reference!$B$109,IF(OR($D4=\"VES1\",$D4=\"VES2\"),Reference!$B$110,IF(OR($D4=\"VEU1\",$D4=\"VEU2\"),Reference!$B$111,0)))),IF($C4=\"Silent\",(IF(OR($D4=\"VEP1\",$D4=\"VEP2\"),Reference!$B$109,IF(OR($D4=\"VES1\",$D4=\"VES2\"),Reference!$B$110,IF(OR($D4=\"VEU1\",$D4=\"VEU2\"),Reference!$B$111,0)))),IF($C4=\"Freeze\",(IF(OR($D4=\"VEP1\",$D4=\"VEP2\"),Reference!$B$112,IF(OR($D4=\"VES1\",$D4=\"VES2\"),Reference!$B$113,IF(OR($D4=\"VEU1\",$D4=\"VEU2\"),Reference!$B$114,0)))),0)))),(IF($C4=\"Standard\",(IF(OR($D4=\"VEP1\",$D4=\"VEP2\"),Reference!$B$91,IF(OR($D4=\"VES1\",$D4=\"VES2\"),Reference!$B$92,IF(OR($D4=\"VEU1\",$D4=\"VEU2\"),Reference!$B$93,0)))),IF($C4=\"Silent\",(IF(OR($D4=\"VEP1\",$D4=\"VEP2\"),Reference!$B$91,IF(OR($D4=\"VES1\",$D4=\"VES2\"),Reference!$B$92,IF(OR($D4=\"VEU1\",$D4=\"VEU2\"),Reference!$B$93,0)))),IF($C4=\"Freeze\",(IF(OR($D4=\"VEP1\",$D4=\"VEP2\"),Reference!$B$94,IF(OR($D4=\"VES1\",$D4=\"VES2\"),Reference!$B$95,IF(OR($D4=\"VEU1\",$D4=\"VEU2\"),Reference!$B$96,0)))),0)))))","v":0},{"$f":"+AG4","v":0},{"$f":"IF($Z4=1,(IF($C4=\"Standard\",(IF(OR($D4=\"VEP1\",$D4=\"VEP2\"),Reference!$C$109,IF(OR($D4=\"VES1\",$D4=\"VES2\"),Reference!$C$110,IF(OR($D4=\"VEU1\",$D4=\"VEU2\"),Reference!$C$111,0)))),IF($C4=\"Silent\",(IF(OR($D4=\"VEP1\",$D4=\"VEP2\"),Reference!$C$109,IF(OR($D4=\"VES1\",$D4=\"VES2\"),Reference!$C$110,IF(OR($D4=\"VEU1\",$D4=\"VEU2\"),Reference!$C$111,0)))),IF($C4=\"Freeze\",(IF(OR($D4=\"VEP1\",$D4=\"VEP2\"),Reference!$C$112,IF(OR($D4=\"VES1\",$D4=\"VES2\"),Reference!$C$113,IF(OR($D4=\"VEU1\",$D4=\"VEU2\"),Reference!$C$114,0)))),0)))),(IF($C4=\"Standard\",(IF(OR($D4=\"VEP1\",$D4=\"VEP2\"),Reference!$C$91,IF(OR($D4=\"VES1\",$D4=\"VES2\"),Reference!$C$92,IF(OR($D4=\"VEU1\",$D4=\"VEU2\"),Reference!$C$93,0)))),IF($C4=\"Silent\",(IF(OR($D4=\"VEP1\",$D4=\"VEP2\"),Reference!$C$91,IF(OR($D4=\"VES1\",$D4=\"VES2\"),Reference!$C$92,IF(OR($D4=\"VEU1\",$D4=\"VEU2\"),Reference!$C$93,0)))),IF($C4=\"Freeze\",(IF(OR($D4=\"VEP1\",$D4=\"VEP2\"),Reference!$C$94,IF(OR($D4=\"VES1\",$D4=\"VES2\"),Reference!$C$95,IF(OR($D4=\"VEU1\",$D4=\"VEU2\"),Reference!$C$96,0)))),0)))))","v":0},{"$f":"IF($Z4=1,(IF($C4=\"Standard\",(IF(OR($D4=\"VEP1\",$D4=\"VEP2\"),Reference!$D$109,IF(OR($D4=\"VES1\",$D4=\"VES2\"),Reference!$D$110,IF(OR($D4=\"VEU1\",$D4=\"VEU2\"),Reference!$D$111,0)))),IF($C4=\"Silent\",(IF(OR($D4=\"VEP1\",$D4=\"VEP2\"),Reference!$D$109,IF(OR($D4=\"VES1\",$D4=\"VES2\"),Reference!$D$110,IF(OR($D4=\"VEU1\",$D4=\"VEU2\"),Reference!$D$111,0)))),IF($C4=\"Freeze\",(IF(OR($D4=\"VEP1\",$D4=\"VEP2\"),Reference!$D$112,IF(OR($D4=\"VES1\",$D4=\"VES2\"),Reference!$D$113,IF(OR($D4=\"VEU1\",$D4=\"VEU2\"),Reference!$D$114,0)))),0)))),(IF($C4=\"Standard\",(IF(OR($D4=\"VEP1\",$D4=\"VEP2\"),Reference!$D$91,IF(OR($D4=\"VES1\",$D4=\"VES2\"),Reference!$D$92,IF(OR($D4=\"VEU1\",$D4=\"VEU2\"),Reference!$D$93,0)))),IF($C4=\"Silent\",(IF(OR($D4=\"VEP1\",$D4=\"VEP2\"),Reference!$D$91,IF(OR($D4=\"VES1\",$D4=\"VES2\"),Reference!$D$92,IF(OR($D4=\"VEU1\",$D4=\"VEU2\"),Reference!$D$93,0)))),IF($C4=\"Freeze\",(IF(OR($D4=\"VEP1\",$D4=\"VEP2\"),Reference!$D$94,IF(OR($D4=\"VES1\",$D4=\"VES2\"),Reference!$D$95,IF(OR($D4=\"VEU1\",$D4=\"VEU2\"),Reference!$D$96,0)))),0)))))","v":0},{"$f":"IF($AQ4>0,$AQ4,0)","v":" "},{"$f":"IF($F4>0,($BF4*$H4),0)","v":0},{"$f":"IF(F4>0,(IF($BC4=\"TP1\",4,IF($BC4=\"TP3\",4,IF($BC4=\"TP4\",6,IF($BC4=\"TP5\",8,0))))*$BF4),0)","v":0},null,null,{"$f":"+H4","v":0},{"$f":"+AQ4","v":" "},{"$f":"IF($BJ4=\"Yes\",1,0)","v":0},{"$f":"+IF(BK4>0,(BM4+BL4+BK4),0)","v":0},{"$f":"IF(BK4>0,IF($BL4>0,IF($BN4=3,Reference!$C$195,IF($BN4=4,Reference!$C$197,IF($BN4=5,Reference!$C$199,0)))),0)","v":0},{"$f":"IF(B4>0,(IF($BL4=1,IF($BN4=2,Reference!$D$194,IF($BN4=3,Reference!$D$196,IF($BN4=4,Reference!$D$198,0))),IF($BL4=2,IF($BN4=3,Reference!$D$195,IF($BN4=4,Reference!$D$197,IF($BN4=5,Reference!$D$199,0)))))),0)","v":false},{"$f":"IF(B4>0,(IF($BL4=1,IF($BN4=2,Reference!$E$194,IF($BN4=3,Reference!$E$196,IF($BN4=4,Reference!$E$198,0))),IF($BL4=2,IF($BN4=3,Reference!$E$195,IF($BN4=4,Reference!$E$197,IF($BN4=5,Reference!$E$199,0)))))),0)","v":false},{"$f":"+BF4","v":" "},{"$f":"IF(COUNTIF($AE4,\"*Net*\"),1,0)","v":0}," ",{"$f":"IF($BS4=1,(IF($BT4=\"NU2\",Reference!$B$221,IF($BT4=\"NU2D\",Reference!$B$222,IF($BT4=\"NU5N\",Reference!$B$223,IF($BT4=\"NU5DN\",Reference!$B$224,IF($BT4=\"NU5DOData\",Reference!$B$225,IF($BT4=\"NU5DOFD\",Reference!$B$227,IF($BT4=\"NU5DF\",Reference!$B$226,\"\")))))))),0)","v":0},{"$f":"IF($BS4=1,(IF($BT4=\"NU2\",Reference!$D$221,IF($BT4=\"NU2D\",Reference!$D$222,IF($BT4=\"NU5N\",Reference!$D$223,IF($BT4=\"NU5DN\",Reference!$D$224,IF($BT4=\"NU5DOData\",Reference!$D$225,IF($BT4=\"NU5DOFD\",Reference!$D$227,IF($BT4=\"NU5DF\",Reference!$D$226,\"\")))))))),0)","v":0},{"$f":"IF($BS4=1,(IF($BT4=\"NU2\",Reference!$E$221,IF($BT4=\"NU2D\",Reference!$E$222,IF($BT4=\"NU5N\",Reference!$E$223,IF($BT4=\"NU5DN\",Reference!$E$224,IF($BT4=\"NU5DOData\",Reference!$E$225,IF($BT4=\"NU5DOFD\",Reference!$E$227,IF($BT4=\"NU5DF\",Reference!$E$226,\"\")))))))),0)","v":0},null,null,{"$f":"IF($BY4=\"AD-10-1960\",Reference!$G$232,IF($BY4=\"AD-10-1963\",Reference!$G$233,IF($BY4=\"AD-10-1966\",Reference!$G$237,IF($BY4=\"AD-10-1975\",Reference!$G$237,IF($BY4=\"AD-10-1980\",Reference!$G$238,\"\")))))","v":""},{"$f":"IF($BY4=\"AD-10-1960\",Reference!$F$232,IF($BY4=\"AD-10-1963\",Reference!$F$233,IF($BY4=\"AD-10-1966\",Reference!$F$237,IF($BY4=\"AD-10-1975\",Reference!$F$237,IF($BY4=\"AD-10-1980\",Reference!$F$238,\"\")))))","v":""},{"$f":"IF($BY4=\"AD-10-1960\",Reference!$E$232,IF($BY4=\"AD-10-1963\",Reference!$E$233,IF($BY4=\"AD-10-1966\",Reference!$E$237,IF($BY4=\"AD-10-1975\",Reference!$E$237,IF($BY4=\"AD-10-1980\",Reference!$E$238,\"\")))))","v":""},{"$f":"+AD4","v":0},{"$f":"(IF($F4>0,(IF($CC4=\"AD-05-5400\",'Battery Consumption'!$D$5,IF($CC4=\"AD-05-5410\",'Battery Consumption'!$D$6,IF($CC4=\"AD-05-5405\",'Battery Consumption'!$D$7,IF($CC4=\"AD-05-5415\",'Battery Consumption'!$D$8,IF($CC4=\"AD-05-5425\",'Battery Consumption'!$D$9,IF($CC4=\"AD-05-5420\",'Battery Consumption'!$D$10,IF($CC4=\"AD-05-5430\",'Battery Consumption'!$D$11,IF($CC4=\"AD-05-5440\",'Battery Consumption'!$D$12,IF($CC4=\"AD-05-5435\",'Battery Consumption'!$D$13,IF($CC4=\"AD-05-5445\",'Battery Consumption'!$D$14,IF($CC4=\"AD-05-5455\",'Battery Consumption'!$D$15,IF($CC4=\"AD-05-5450\",'Battery Consumption'!$D$16,IF($CC4=\"AD-05-5460\",'Battery Consumption'!$D$17,IF($CC4=\"AD-05-5465\",'Battery Consumption'!$D$18,IF($CC4=\"AD-05-5470\",'Battery Consumption'!$D$19,IF($CC4=\"AD-05-5401\",'Battery Consumption'!$D$20,IF($CC4=\"AD-05-5413\",'Battery Consumption'!$D$21,IF($CC4=\"AD-05-5406\",'Battery Consumption'!$D$22,IF($CC4=\"AD-05-5416\",'Battery Consumption'!$D$23,IF($CC4=\"AD-05-5426\",'Battery Consumption'!$D$24,IF($CC4=\"AD-05-5421\",'Battery Consumption'!$D$25,IF($CC4=\"AD-05-5432\",'Battery Consumption'!$D$26,IF($CC4=\"AD-05-5441\",'Battery Consumption'!$D$27,IF($CC4=\"AD-05-5437\",'Battery Consumption'!$D$28,IF($CC4=\"AD-05-5446\",'Battery Consumption'!$D$29,IF($CC4=\"AD-05-5456\",'Battery Consumption'!$D$30,IF($CC4=\"AD-05-5451\",'Battery Consumption'!$D$31,IF($CC4=\"AD-05-5461\",'Battery Consumption'!$D$32,IF($CC4=\"AD-05-5471\",'Battery Consumption'!$D$33,IF($CC4=\"AD-05-5466\",'Battery Consumption'!$D$34,0))))))))))))))))))))))))))))))),0))","v":0},{"$f":"+($CD4*$CF$1)/1000","v":0},{"$f":"(IF($F4>0,(IF($CC4=\"AD-05-5400\",'Battery Consumption'!$E$5,IF($CC4=\"AD-05-5410\",'Battery Consumption'!$E$6,IF($CC4=\"AD-05-5405\",'Battery Consumption'!$E$7,IF($CC4=\"AD-05-5415\",'Battery Consumption'!$E$8,IF($CC4=\"AD-05-5425\",'Battery Consumption'!$E$9,IF($CC4=\"AD-05-5420\",'Battery Consumption'!$E$10,IF($CC4=\"AD-05-5430\",'Battery Consumption'!$E$11,IF($CC4=\"AD-05-5440\",'Battery Consumption'!$E$12,IF($CC4=\"AD-05-5435\",'Battery Consumption'!$E$13,IF($CC4=\"AD-05-5445\",'Battery Consumption'!$E$14,IF($CC4=\"AD-05-5455\",'Battery Consumption'!$E$15,IF($CC4=\"AD-05-5450\",'Battery Consumption'!$E$16,IF($CC4=\"AD-05-5460\",'Battery Consumption'!$E$17,IF($CC4=\"AD-05-5465\",'Battery Consumption'!$E$18,IF($CC4=\"AD-05-5470\",'Battery Consumption'!$E$19,IF($CC4=\"AD-05-5401\",'Battery Consumption'!$E$20,IF($CC4=\"AD-05-5413\",'Battery Consumption'!$E$21,IF($CC4=\"AD-05-5406\",'Battery Consumption'!$E$22,IF($CC4=\"AD-05-5416\",'Battery Consumption'!$E$23,IF($CC4=\"AD-05-5426\",'Battery Consumption'!$E$24,IF($CC4=\"AD-05-5421\",'Battery Consumption'!$E$25,IF($CC4=\"AD-05-5432\",'Battery Consumption'!$E$26,IF($CC4=\"AD-05-5441\",'Battery Consumption'!$E$27,IF($CC4=\"AD-05-5437\",'Battery Consumption'!$E$28,IF($CC4=\"AD-05-5446\",'Battery Consumption'!$E$29,IF($CC4=\"AD-05-5456\",'Battery Consumption'!$E$30,IF($CC4=\"AD-05-5451\",'Battery Consumption'!$E$31,IF($CC4=\"AD-05-5461\",'Battery Consumption'!$E$32,IF($CC4=\"AD-05-5471\",'Battery Consumption'!$E$33,IF($CC4=\"AD-05-5466\",'Battery Consumption'!$E$34,0))))))))))))))))))))))))))))))),0))","v":0},{"$f":"+IF($F4>0,(($CF$5*($CH$1/60))/1000),0)","v":0},{"$f":"IF($F4>0,(($CE4+$CG4)+($CE4+$CG4)*($CJ$1-1)),0)","v":0},{"$f":"IF($F4>0,(IF($CH4<12,Reference!$J$259,IF($CH4<24,Reference!$J$260,IF($CH4<65,Reference!$J$260,\"Get your own\")))),0)","v":0},{"$f":"IF($F4>0,(IF($CH4<12,Reference!$F$259,IF($CH4<24,Reference!$F$260,IF($CH4<65,Reference!$F$260,\"Get your own\")))),0)","v":0},{"$f":"IF($F4>0,(IF($CH4<12,Reference!$H$259,IF($CH4<24,Reference!$H$260,IF($CH4<65,Reference!$H$260,\"Get your own\")))),0)","v":0}]
[1,"VEP-A00-P-2P","Standard",{"$f":"IF(COUNTIF($B5,\"*VEP*\"),((IF($AS5>1.5,\"VEP2\",\"VEP1\"))),IF(COUNTIF($B5,\"*VES*\"),((IF($AS5>1.5,\"VES2\",\"VES1\"))),IF(COUNTIF($B5,\"*VEU*\"),((IF($AS5>1.5,\"VEU2\",\"VEU1\"))),)))","v":"VEP1"},{"$f":"IF(B5=\"VEP-A00-1P\",+Reference!$C$15,IF(B5=\"VEP-A00-P-1P\",+Reference!$C$16,IF(B5=\"VEP-A00-P-2P\",+Reference!$C$17,IF(B5=\"VEP-A00-P-3P\",+Reference!$C$18,IF(B5=\"VEP-A00-P-4P\",+Reference!$C$19,IF(B5=\"VES-A00-P-1P\",+Reference!$C$20,IF(B5=\"VES-A00-P-2P\",+Reference!$C$21,IF(B5=\"VES-A00-P-3P\",+Reference!$C$22,IF(B5=\"VES-A00-P-4P\",+Reference!$C$23,IF(B5=\"VEU-A00-P-1P\",+Reference!$C$24,IF(B5=\"VEU-A00-P-2P\",+Reference!$C$25,IF(B5=\"VEU-A00-P-3P\",+Reference!$C$26,IF(B5=\"VEU-A00-P-4P\",+Reference!$C$27,IF(B5=\"To Select\",\"Pending\",0))))))))))))))","v":"VEP-A00, 2 PipesCommon),Max 4(Common), LED Display"},1,{"$f":"IF(O5=0,0,IF(O5=1,1,IF(O5=2,1,IF(O5=3,2,IF(O5=4,3,IF(O5=5,4,IF(O5=6,1,IF(O5=7,2,IF(O5=8,3,IF(O5=9,4,IF(O5=10,1,IF(O5=11,2,IF(O5=12,3,IF(O5=13,4,0))))))))))))))","v":2},3,{"$f":"IF($H5>0,$H5,IF(COUNTIF($B5,\"*VEP*\"),1,IF(COUNTIF($B5,\"*VES*\"),2,IF(COUNTIF($B5,\"*VEU*\"),3,0))))","v":3},{"$f":"IF($H$1=\"Yes\",$H5,$I5)","v":3},{"$f":"IF($AJ5=\"VEP\",7,IF($AJ5=\"VES\",12,IF($AJ5=\"VEU\",12,0)))","v":7},"Yes","No","VEP-IP=1",{"$f":"IF($B5=\"To Select\",0,(IF($B5=\"VEP-A00-1P\",1,(IF($B5=\"VEP-A00-P-1P\",2,(IF($B5=\"VEP-A00-P-2P\",3,(IF($B5=\"VEP-A00-P-3P\",4,(IF($B5=\"VEP-A00-P-4P\",5,(IF($B5=\"VES-A00-P-1P\",6,(IF($B5=\"VES-A00-P-2P\",7,(IF($B5=\"VES-A00-P-3P\",8,(IF($B5=\"VES-A00-P-4P\",9,IF($B5=\"VEU-A00-P-1P\",10,IF($B5=\"VEU-A00-P-2P\",11,IF($B5=\"VEU-A00-P-3P\",12,IF($B5=\"VEU-A00-P-4P\",13,0)))))))))))))))))))))))","v":3},{"$f":"IF($G5=0,0,IF($G5=1,1,IF($G5=2,2,IF($G5=3,3,IF($G5=4,4,0)))))","v":2},2,{"$f":"+$H5*AO5","v":3},{"$f":"+$F5*(IF($K5=0,0,IF($K5=1,1,IF($K5=2,2,IF($K5=3,3,IF($K5=4,4,IF($K5=5,5,IF($K5=6,6,IF($K5=7,7,IF($K5=8,8,IF($K5=9,9,IF($K5=10,10,IF($K5=11,11,IF($K5=12,12,0))))))))))))))","v":7},{"$f":"IF($L5=\"Yes\",1,(IF($R5>1.9,1,0)))","v":1},1,{"$f":"IF($C5=\"\",0,IF($C5=\"Standard\",1,IF($C5=\"Silent\",2,IF($C5=\"Freeze\",3))))","v":1},{"$f":"(COUNTIFS($J5,\"=1\"))","v":0},{"$f":"(COUNTIFS($J5,\"=2\"))","v":0},{"$f":"(COUNTIFS($J5,\">2\"))","v":1},{"$f":"SUM($W5:$Y5)","v":1},{"$f":"IF(M5=\"Yes\",\"VSM\",0)","v":0},{"$f":"IF($M5=\"To Select\",0,(IF($M5=\"Yes\",1,(IF($M5=\"No\",0,0)))))","v":0},null,{"$f":"IF($A$2=\"UL\",(IF($AN5=1,(IF(AND($W5=1, $V5=1),Reference!$C$56,IF(AND($X5=1, $V5=1),Reference!$C$59,IF(AND($Y5=1, $V5=1),Reference!$C$62,IF(AND($W5=1, $V5=2),Reference!$C$57,IF(AND($X5=1, $V5=2),Reference!$C$60,IF(AND($Y5=1, $V5=2),Reference!$C$63,IF(AND($W5=1, $V5=3),Reference!$C$58,IF(AND($X5=1, $V5=3),Reference!$C$61,IF(AND($Y5=1, $V5=3),Reference!$C$64,0)))))))))),(IF($V5=0,0,IF($V5=1,Reference!$C$53,IF($V5=2,Reference!$C$54,IF($V5=3,Reference!$C$55,0))))))),(IF($AN5=1,(IF(AND($W5=1, $V5=1),Reference!$C$41,IF(AND($X5=1, $V5=1),Reference!$C$44,IF(AND($Y5=1, $V5=1),Reference!$C$42,IF(AND($W5=1, $V5=2),Reference!$C$42,IF(AND($X5=1, $V5=2),Reference!$C$45,IF(AND($Y5=1, $V5=2),Reference!$C$48,IF(AND($W5=1, $V5=3),Reference!$C$43,IF(AND($X5=1, $V5=3),Reference!$C$46,IF(AND($Y5=1, $V5=3),Reference!$C$49,0)))))))))),(IF($V5=0,0,IF($V5=1,Reference!$C$38,IF($V5=2,Reference!$C$39,IF($V5=3,Reference!$C$40,0))))))))","v":"AD-05-5446"},{"$f":"IF($A$2=\"UL\",(IF($AN5=1,(IF(AND($W5=1, $V5=1),Reference!$B$56,IF(AND($X5=1, $V5=1),Reference!$B$59,IF(AND($Y5=1, $V5=1),Reference!$B$62,IF(AND($W5=1, $V5=2),Reference!$B$57,IF(AND($X5=1, $V5=2),Reference!$B$60,IF(AND($Y5=1, $V5=2),Reference!$B$63,IF(AND($W5=1, $V5=3),Reference!$B$58,IF(AND($X5=1, $V5=3),Reference!$B$61,IF(AND($Y5=1, $V5=3),Reference!$B$64,0)))))))))),(IF($V5=0,0,IF($V5=1,Reference!$B$53,IF($V5=2,Reference!$B$54,IF($V5=3,Reference!$B$55,0))))))),(IF($AN5=1,(IF(AND($W5=1, $V5=1),Reference!$B$41,IF(AND($X5=1, $V5=1),Reference!$B$44,IF(AND($Y5=1, $V5=1),Reference!$B$42,IF(AND($W5=1, $V5=2),Reference!$B$42,IF(AND($X5=1, $V5=2),Reference!$B$45,IF(AND($Y5=1, $V5=2),Reference!$B$48,IF(AND($W5=1, $V5=3),Reference!$B$43,IF(AND($X5=1, $V5=3),Reference!$B$46,IF(AND($Y5=1, $V5=3),Reference!$B$49,0)))))))))),(IF($V5=0,0,IF($V5=1,Reference!$B$38,IF($V5=2,Reference!$B$39,IF($V5=3,Reference!$B$40,0))))))))","v":"Net-ProSens UL Standard-TP5"},{"$f":"+$C5","v":"Standard"},{"$f":"IF($A$2=\"UL\",(IF($AN5=1,(IF(AND($W5=1, $V5=1),Reference!$G$56,IF(AND($X5=1, $V5=1),Reference!$G$59,IF(AND($Y5=1, $V5=1),Reference!$G$62,IF(AND($W5=1, $V5=2),Reference!$G$57,IF(AND($X5=1, $V5=2),Reference!$G$60,IF(AND($Y5=1, $V5=2),Reference!$G$63,IF(AND($W5=1, $V5=3),Reference!$G$58,IF(AND($X5=1, $V5=3),Reference!$G$61,IF(AND($Y5=1, $V5=3),Reference!$G$64,0)))))))))),(IF($V5=0,0,IF($V5=1,Reference!$G$53,IF($V5=2,Reference!$G$54,IF($V5=3,Reference!$G$55,0))))))),(IF($AN5=1,(IF(AND($W5=1, $V5=1),Reference!$G$41,IF(AND($X5=1, $V5=1),Reference!$G$44,IF(AND($Y5=1, $V5=1),Reference!$G$42,IF(AND($W5=1, $V5=2),Reference!$G$42,IF(AND($X5=1, $V5=2),Reference!$G$45,IF(AND($Y5=1, $V5=2),Reference!$G$48,IF(AND($W5=1, $V5=3),Reference!$G$43,IF(AND($X5=1, $V5=3),Reference!$G$46,IF(AND($Y5=1, $V5=3),Reference!$G$49,0)))))))))),(IF($V5=0,0,IF($V5=1,Reference!$G$38,IF($V5=2,Reference!$G$39,IF($V5=3,Reference!$G$40,0))))))))","v":"TP5"},{"$f":"IF(H5>0,(($BF5*$H5)),0)","v":6},{"$f":"IF(K5>0,(IF($BC5=\"TP1\",4,IF($BC5=\"TP3\",4,IF($BC5=\"TP4\",6,IF($BC5=\"TP5\",8,0))))*$BF5),0)","v":16},{"$f":"IF($F5>0,(IF(COUNTIF($B5,\"*VEP*\"),(\"VEP\"),IF(COUNTIF($B5,\"*VES*\"),(\"VES\"),IF(COUNTIF($B5,\"*VEU*\"),(\"VEU\"))))),0)","v":"VEP"},{"$f":"IF($B5=\"VEP-A00-P-1P\",1,IF($B5=\"VEP-A00-P-2P\",1,IF($B5=\"VEP-A00-P-3P\",1,IF($B5=\"VEP-A00-P-4P\",1,0))))","v":1},{"$f":"IF($AJ5=\"VES\",1,0)","v":0},{"$f":"IF($AJ5=\"VEU\",1,0)","v":0},{"$f":"+AL5+AK5+AM5","v":1},{"$f":"+$F5*(IF($F5=0,0,IF(AP5=\"Yes\",1,((IF($G5=2,1,(IF($G5=3,2,(IF(G$5=4,2,1))))))))))","v":1},null,2,{"$f":"IF(G5>0,(AQ5*AO5),0)","v":2},1,{"$f":"IF(AS5<1,0,IF($AQ5>0,($AZ5/$AQ$1)/($AQ5*$AS5),0))","v":9.1666666666666661},null,6,4,4,55,{"$f":"IF($AS5>0,($AY5*$AS5*$AQ5),0)","v":110},null,{"$f":"IF($A$2=\"UL\",(IF($Z5=1,(IF($C5=\"Standard\",(IF(OR($D5=\"VEP1\",$D5=\"VEP2\"),Reference!$B$140,IF(OR($D5=\"VES1\",$D5=\"VES2\"),Reference!$B$140,IF(OR($D5=\"VEU1\",$D5=\"VEU2\"),Reference!$B$141,0)))),IF($C5=\"Silent\",(IF(OR($D5=\"VEP1\",$D5=\"VEP2\"),Reference!$B$140,IF(OR($D5=\"VES1\",$D5=\"VES2\"),Reference!$B$140,IF(OR($D5=\"VEU1\",$D5=\"VEU2\"),Reference!$B$141,0)))),IF($C5=\"Freeze\",(IF(OR($D5=\"VEP1\",$D5=\"VEP2\"),Reference!$B$143,IF(OR($D5=\"VES1\",$D5=\"VES2\"),Reference!$B$143,IF(OR($D5=\"VEU1\",$D5=\"VEU2\"),Reference!$B$144,0)))),0)))),(IF($C5=\"Standard\",(IF(OR($D5=\"VEP1\",$D5=\"VEP2\"),Reference!$B$122,IF(OR($D5=\"VES1\",$D5=\"VES2\"),Reference!$B$122,IF(OR($D5=\"VEU1\",$D5=\"VEU2\"),Reference!$B$123,0)))),IF($C5=\"Silent\",(IF(OR($D5=\"VEP1\",$D5=\"VEP2\"),Reference!$B$122,IF(OR($D5=\"VES1\",$D5=\"VES2\"),Reference!$B$122,IF(OR($D5=\"VEU1\",$D5=\"VEU2\"),Reference!$B$123,0)))),IF($C5=\"Freeze\",(IF(OR($D5=\"VEP1\",$D5=\"VEP2\"),Reference!$B$140,IF(OR($D5=\"VES1\",$D5=\"VES2\"),Reference!$B$140,IF(OR($D5=\"VEU1\",$D5=\"VEU2\"),Reference!$B$141,0)))),0)))))),(IF($Z5=1,(IF($C5=\"Standard\",(IF(OR($D5=\"VEP1\",$D5=\"VEP2\"),Reference!$B$109,IF(OR($D5=\"VES1\",$D5=\"VES2\"),Reference!$B$110,IF(OR($D5=\"VEU1\",$D5=\"VEU2\"),Reference!$B$111,0)))),IF($C5=\"Silent\",(IF(OR($D5=\"VEP1\",$D5=\"VEP2\"),Reference!$B$109,IF(OR($D5=\"VES1\",$D5=\"VES2\"),Reference!$B$110,IF(OR($D5=\"VEU1\",$D5=\"VEU2\"),Reference!$B$111,0)))),IF($C5=\"Freeze\",(IF(OR($D5=\"VEP1\",$D5=\"VEP2\"),Reference!$B$112,IF(OR($D5=\"VES1\",$D5=\"VES2\"),Reference!$B$113,IF(OR($D5=\"VEU1\",$D5=\"VEU2\"),Reference!$B$114,0)))),0)))),(IF($C5=\"Standard\",(IF(OR($D5=\"VEP1\",$D5=\"VEP2\"),Reference!$B$91,IF(OR($D5=\"VES1\",$D5=\"VES2\"),Reference!$B$92,IF(OR($D5=\"VEU1\",$D5=\"VEU2\"),Reference!$B$93,0)))),IF($C5=\"Silent\",(IF(OR($D5=\"VEP1\",$D5=\"VEP2\"),Reference!$B$91,IF(OR($D5=\"VES1\",$D5=\"VES2\"),Reference!$B$92,IF(OR($D5=\"VEU1\",$D5=\"VEU2\"),Reference!$B$93,0)))),IF($C5=\"Freeze\",(IF(OR($D5=\"VEP1\",$D5=\"VEP2\"),Reference!$B$94,IF(OR($D5=\"VES1\",$D5=\"VES2\"),Reference!$B$95,IF(OR($D5=\"VEU1\",$D5=\"VEU2\"),Reference!$B$96,0)))),0)))))))","v":"UL-Medium: Std/SL ProSensNet -DM-TT-10-L-U/a"},{"$f":"+AG5","v":"TP5"},{"$f":"IF($A$2=\"UL\",(IF($Z5=1,(IF($C5=\"Standard\",(IF(OR($D5=\"VEP1\",$D5=\"VEP2\"),Reference!$C$140,IF(OR($D5=\"VES1\",$D5=\"VES2\"),Reference!$C$140,IF(OR($D5=\"VEU1\",$D5=\"VEU2\"),Reference!$C$141,0)))),IF($C5=\"Silent\",(IF(OR($D5=\"VEP1\",$D5=\"VEP2\"),Reference!$C$140,IF(OR($D5=\"VES1\",$D5=\"VES2\"),Reference!$C$140,IF(OR($D5=\"VEU1\",$D5=\"VEU2\"),Reference!$C$141,0)))),IF($C5=\"Freeze\",(IF(OR($D5=\"VEP1\",$D5=\"VEP2\"),Reference!$C$143,IF(OR($D5=\"VES1\",$D5=\"VES2\"),Reference!$C$143,IF(OR($D5=\"VEU1\",$D5=\"VEU2\"),Reference!$C$144,0)))),0)))),(IF($C5=\"Standard\",(IF(OR($D5=\"VEP1\",$D5=\"VEP2\"),Reference!$C$122,IF(OR($D5=\"VES1\",$D5=\"VES2\"),Reference!$C$122,IF(OR($D5=\"VEU1\",$D5=\"VEU2\"),Reference!$C$123,0)))),IF($C5=\"Silent\",(IF(OR($D5=\"VEP1\",$D5=\"VEP2\"),Reference!$C$122,IF(OR($D5=\"VES1\",$D5=\"VES2\"),Reference!$C$122,IF(OR($D5=\"VEU1\",$D5=\"VEU2\"),Reference!$C$123,0)))),IF($C5=\"Freeze\",(IF(OR($D5=\"VEP1\",$D5=\"VEP2\"),Reference!$C$140,IF(OR($D5=\"VES1\",$D5=\"VES2\"),Reference!$C$140,IF(OR($D5=\"VEU1\",$D5=\"VEU2\"),Reference!$C$141,0)))),0)))))),(IF($Z5=1,(IF($C5=\"Standard\",(IF(OR($D5=\"VEP1\",$D5=\"VEP2\"),Reference!$C$109,IF(OR($D5=\"VES1\",$D5=\"VES2\"),Reference!$C$110,IF(OR($D5=\"VEU1\",$D5=\"VEU2\"),Reference!$C$111,0)))),IF($C5=\"Silent\",(IF(OR($D5=\"VEP1\",$D5=\"VEP2\"),Reference!$C$109,IF(OR($D5=\"VES1\",$D5=\"VES2\"),Reference!$C$110,IF(OR($D5=\"VEU1\",$D5=\"VEU2\"),Reference!$C$111,0)))),IF($C5=\"Freeze\",(IF(OR($D5=\"VEP1\",$D5=\"VEP2\"),Reference!$C$112,IF(OR($D5=\"VES1\",$D5=\"VES2\"),Reference!$C$113,IF(OR($D5=\"VEU1\",$D5=\"VEU2\"),Reference!$C$114,0)))),0)))),(IF($C5=\"Standard\",(IF(OR($D5=\"VEP1\",$D5=\"VEP2\"),Reference!$C$91,IF(OR($D5=\"VES1\",$D5=\"VES2\"),Reference!$C$92,IF(OR($D5=\"VEU1\",$D5=\"VEU2\"),Reference!$C$93,0)))),IF($C5=\"Silent\",(IF(OR($D5=\"VEP1\",$D5=\"VEP2\"),Reference!$C$91,IF(OR($D5=\"VES1\",$D5=\"VES2\"),Reference!$C$92,IF(OR($D5=\"VEU1\",$D5=\"VEU2\"),Reference!$C$93,0)))),IF($C5=\"Freeze\",(IF(OR($D5=\"VEP1\",$D5=\"VEP2\"),Reference!$C$94,IF(OR($D5=\"VES1\",$D5=\"VES2\"),Reference!$C$95,IF(OR($D5=\"VEU1\",$D5=\"VEU2\"),Reference!$C$96,0)))),0)))))))","v":"AD-10-5401"},{"$f":"IF($A$2=\"UL\",(IF($Z5=1,(IF($C5=\"Standard\",(IF(OR($D5=\"VEP1\",$D5=\"VEP2\"),Reference!$D$140,IF(OR($D5=\"VES1\",$D5=\"VES2\"),Reference!$D$140,IF(OR($D5=\"VEU1\",$D5=\"VEU2\"),Reference!$D$141,0)))),IF($C5=\"Silent\",(IF(OR($D5=\"VEP1\",$D5=\"VEP2\"),Reference!$D$140,IF(OR($D5=\"VES1\",$D5=\"VES2\"),Reference!$D$140,IF(OR($D5=\"VEU1\",$D5=\"VEU2\"),Reference!$D$141,0)))),IF($C5=\"Freeze\",(IF(OR($D5=\"VEP1\",$D5=\"VEP2\"),Reference!$D$143,IF(OR($D5=\"VES1\",$D5=\"VES2\"),Reference!$D$143,IF(OR($D5=\"VEU1\",$D5=\"VEU2\"),Reference!$D$144,0)))),0)))),(IF($C5=\"Standard\",(IF(OR($D5=\"VEP1\",$D5=\"VEP2\"),Reference!$D$122,IF(OR($D5=\"VES1\",$D5=\"VES2\"),Reference!$D$122,IF(OR($D5=\"VEU1\",$D5=\"VEU2\"),Reference!$D$123,0)))),IF($C5=\"Silent\",(IF(OR($D5=\"VEP1\",$D5=\"VEP2\"),Reference!$D$122,IF(OR($D5=\"VES1\",$D5=\"VES2\"),Reference!$D$122,IF(OR($D5=\"VEU1\",$D5=\"VEU2\"),Reference!$D$123,0)))),IF($C5=\"Freeze\",(IF(OR($D5=\"VEP1\",$D5=\"VEP2\"),Reference!$D$140,IF(OR($D5=\"VES1\",$D5=\"VES2\"),Reference!$D$140,IF(OR($D5=\"VEU1\",$D5=\"VEU2\"),Reference!$D$141,0)))),0)))))),(IF($Z5=1,(IF($C5=\"Standard\",(IF(OR($D5=\"VEP1\",$D5=\"VEP2\"),Reference!$D$109,IF(OR($D5=\"VES1\",$D5=\"VES2\"),Reference!$D$110,IF(OR($D5=\"VEU1\",$D5=\"VEU2\"),Reference!$D$111,0)))),IF($C5=\"Silent\",(IF(OR($D5=\"VEP1\",$D5=\"VEP2\"),Reference!$D$109,IF(OR($D5=\"VES1\",$D5=\"VES2\"),Reference!$D$110,IF(OR($D5=\"VEU1\",$D5=\"VEU2\"),Reference!$D$111,0)))),IF($C5=\"Freeze\",(IF(OR($D5=\"VEP1\",$D5=\"VEP2\"),Reference!$D$112,IF(OR($D5=\"VES1\",$D5=\"VES2\"),Reference!$D$113,IF(OR($D5=\"VEU1\",$D5=\"VEU2\"),Reference!$D$114,0)))),0)))),(IF($C5=\"Standard\",(IF(OR($D5=\"VEP1\",$D5=\"VEP2\"),Reference!$D$91,IF(OR($D5=\"VES1\",$D5=\"VES2\"),Reference!$D$92,IF(OR($D5=\"VEU1\",$D5=\"VEU2\"),Reference!$D$93,0)))),IF($C5=\"Silent\",(IF(OR($D5=\"VEP1\",$D5=\"VEP2\"),Reference!$D$91,IF(OR($D5=\"VES1\",$D5=\"VES2\"),Reference!$D$92,IF(OR($D5=\"VEU1\",$D5=\"VEU2\"),Reference!$D$93,0)))),IF($C5=\"Freeze\",(IF(OR($D5=\"VEP1\",$D5=\"VEP2\"),Reference!$D$94,IF(OR($D5=\"VES1\",$D5=\"VES2\"),Reference!$D$95,IF(OR($D5=\"VEU1\",$D5=\"VEU2\"),Reference!$D$96,0)))),0)))))))","v":"Detector Module Sensitivity: 0.1% - 0.03%   "},{"$f":"IF($AQ5>0,$AQ5,0)","v":2},{"$f":"IF($F5>0,($BF5*$H5),0)","v":6},{"$f":"IF(F5>0,(IF($BC5=\"TP1\",4,IF($BC5=\"TP3\",4,IF($BC5=\"TP4\",6,IF($BC5=\"TP5\",8,0))))*$BF5),0)","v":16},null,null,{"$f":"+H5","v":3},{"$f":"+AQ5","v":2},0,{"$f":"+IF(BK5>0,(BM5+BL5+BK5),0)","v":5},{"$f":"IF(B5>0,(IF($BL5=1,IF($BN5=3,Reference!$C$194,IF($BN5=4,Reference!$C$196,IF($BN5=5,Reference!$C$198,0))),IF($BL5=2,IF($BN5=4,Reference!$C$195,IF($BN5=5,Reference!$C$197,IF($BN5=6,Reference!$C$199,0)))))),0)","v":"AD-10-1077"},{"$f":"IF(B5>0,(IF($BL5=1,IF($BN5=3,Reference!$D$194,IF($BN5=4,Reference!$D$196,IF($BN5=5,Reference!$D$198,0))),IF($BL5=2,IF($BN5=4,Reference!$D$195,IF($BN5=5,Reference!$D$197,IF($BN5=6,Reference!$D$199,0)))))),0)","v":"FW-TP-6 F.FILM Sticker,Display 2 Detection Unit- Main Device TP4 -Prosens"},{"$f":"IF(B5>0,(IF($BL5=1,IF($BN5=3,Reference!$E$194,IF($BN5=4,Reference!$E$196,IF($BN5=5,Reference!$E$198,0))),IF($BL5=2,IF($BN5=4,Reference!$E$195,IF($BN5=5,Reference!$E$197,IF($BN5=6,Reference!$E$199,0)))))),0)","v":"2 Alarm Level @ for 2 pipe"},{"$f":"IF(F5>0,(BF5/AQ5),0)","v":1},{"$f":"IF(COUNTIF($AE5,\"*Net*\"),1,0)","v":1},"NU5DF",{"$f":"IF($BS5=1,(IF($BT5=\"NU2\",Reference!$B$221,IF($BT5=\"NU2D\",Reference!$B$222,IF($BT5=\"NU5N\",Reference!$B$223,IF($BT5=\"NU5DN\",Reference!$B$224,IF($BT5=\"NU5DOData\",Reference!$B$225,IF($BT5=\"NU5DOFD\",Reference!$B$227,IF($BT5=\"NU5DF\",Reference!$B$226,\"\")))))))),0)","v":"09-20-6455"},{"$f":"IF($BS5=1,(IF($BT5=\"NU2\",Reference!$D$221,IF($BT5=\"NU2D\",Reference!$D$222,IF($BT5=\"NU5N\",Reference!$D$223,IF($BT5=\"NU5DN\",Reference!$D$224,IF($BT5=\"NU5DOData\",Reference!$D$225,IF($BT5=\"NU5DOFD\",Reference!$D$227,IF($BT5=\"NU5DF\",Reference!$D$226,\"\")))))))),0)","v":"NU-5-D-F N-CARD+DAT TPN/TT-F  "},{"$f":"IF($BS5=1,(IF($BT5=\"NU2\",Reference!$E$221,IF($BT5=\"NU2D\",Reference!$E$222,IF($BT5=\"NU5N\",Reference!$E$223,IF($BT5=\"NU5DN\",Reference!$E$224,IF($BT5=\"NU5DOData\",Reference!$E$225,IF($BT5=\"NU5DOFD\",Reference!$E$227,IF($BT5=\"NU5DF\",Reference!$E$226,\"\")))))))),0)","v":"Pro/TopSens"},null,"AD-10-1963",{"$f":"IF($BY5=\"AD-10-1960\",Reference!$G$232,IF($BY5=\"AD-10-1963\",Reference!$G$233,IF($BY5=\"AD-10-1966\",Reference!$G$237,IF($BY5=\"AD-10-1975\",Reference!$G$237,IF($BY5=\"AD-10-1980\",Reference!$G$238,\"\")))))","v":"LF-AD-1-A"},{"$f":"IF($BY5=\"AD-10-1960\",Reference!$F$232,IF($BY5=\"AD-10-1963\",Reference!$F$233,IF($BY5=\"AD-10-1966\",Reference!$F$237,IF($BY5=\"AD-10-1975\",Reference!$F$237,IF($BY5=\"AD-10-1980\",Reference!$F$238,\"\")))))","v":"10 µM   Medium"},{"$f":"IF($BY5=\"AD-10-1960\",Reference!$E$232,IF($BY5=\"AD-10-1963\",Reference!$E$233,IF($BY5=\"AD-10-1966\",Reference!$E$237,IF($BY5=\"AD-10-1975\",Reference!$E$237,IF($BY5=\"AD-10-1980\",Reference!$E$238,\"\")))))","v":"LF-AD-1-A FILTER STD Titanus 10 µM(Medium)"},"AD-05-5446",{"$f":"(IF($F5>0,(IF($CC5=\"AD-05-5400\",'Battery Consumption'!$D$5,IF($CC5=\"AD-05-5410\",'Battery Consumption'!$D$6,IF($CC5=\"AD-05-5405\",'Battery Consumption'!$D$7,IF($CC5=\"AD-05-5415\",'Battery Consumption'!$D$8,IF($CC5=\"AD-05-5425\",'Battery Consumption'!$D$9,IF($CC5=\"AD-05-5420\",'Battery Consumption'!$D$10,IF($CC5=\"AD-05-5430\",'Battery Consumption'!$D$11,IF($CC5=\"AD-05-5440\",'Battery Consumption'!$D$12,IF($CC5=\"AD-05-5435\",'Battery Consumption'!$D$13,IF($CC5=\"AD-05-5445\",'Battery Consumption'!$D$14,IF($CC5=\"AD-05-5455\",'Battery Consumption'!$D$15,IF($CC5=\"AD-05-5450\",'Battery Consumption'!$D$16,IF($CC5=\"AD-05-5460\",'Battery Consumption'!$D$17,IF($CC5=\"AD-05-5465\",'Battery Consumption'!$D$18,IF($CC5=\"AD-05-5470\",'Battery Consumption'!$D$19,IF($CC5=\"AD-05-5401\",'Battery Consumption'!$D$20,IF($CC5=\"AD-05-5413\",'Battery Consumption'!$D$21,IF($CC5=\"AD-05-5406\",'Battery Consumption'!$D$22,IF($CC5=\"AD-05-5416\",'Battery Consumption'!$D$23,IF($CC5=\"AD-05-5426\",'Battery Consumption'!$D$24,IF($CC5=\"AD-05-5421\",'Battery Consumption'!$D$25,IF($CC5=\"AD-05-5432\",'Battery Consumption'!$D$26,IF($CC5=\"AD-05-5441\",'Battery Consumption'!$D$27,IF($CC5=\"AD-05-5437\",'Battery Consumption'!$D$28,IF($CC5=\"AD-05-5446\",'Battery Consumption'!$D$29,IF($CC5=\"AD-05-5456\",'Battery Consumption'!$D$30,IF($CC5=\"AD-05-5451\",'Battery Consumption'!$D$31,IF($CC5=\"AD-05-5461\",'Battery Consumption'!$D$32,IF($CC5=\"AD-05-5471\",'Battery Consumption'!$D$33,IF($CC5=\"AD-05-5466\",'Battery Consumption'!$D$34,0))))))))))))))))))))))))))))))),0))","v":240},{"$f":"+($CD5*$CF$1)/1000","v":5.76},{"$f":"(IF($F5>0,(IF($CC5=\"AD-05-5400\",'Battery Consumption'!$E$5,IF($CC5=\"AD-05-5410\",'Battery Consumption'!$E$6,IF($CC5=\"AD-05-5405\",'Battery Consumption'!$E$7,IF($CC5=\"AD-05-5415\",'Battery Consumption'!$E$8,IF($CC5=\"AD-05-5425\",'Battery Consumption'!$E$9,IF($CC5=\"AD-05-5420\",'Battery Consumption'!$E$10,IF($CC5=\"AD-05-5430\",'Battery Consumption'!$E$11,IF($CC5=\"AD-05-5440\",'Battery Consumption'!$E$12,IF($CC5=\"AD-05-5435\",'Battery Consumption'!$E$13,IF($CC5=\"AD-05-5445\",'Battery Consumption'!$E$14,IF($CC5=\"AD-05-5455\",'Battery Consumption'!$E$15,IF($CC5=\"AD-05-5450\",'Battery Consumption'!$E$16,IF($CC5=\"AD-05-5460\",'Battery Consumption'!$E$17,IF($CC5=\"AD-05-5465\",'Battery Consumption'!$E$18,IF($CC5=\"AD-05-5470\",'Battery Consumption'!$E$19,IF($CC5=\"AD-05-5401\",'Battery Consumption'!$E$20,IF($CC5=\"AD-05-5413\",'Battery Consumption'!$E$21,IF($CC5=\"AD-05-5406\",'Battery Consumption'!$E$22,IF($CC5=\"AD-05-5416\",'Battery Consumption'!$E$23,IF($CC5=\"AD-05-5426\",'Battery Consumption'!$E$24,IF($CC5=\"AD-05-5421\",'Battery Consumption'!$E$25,IF($CC5=\"AD-05-5432\",'Battery Consumption'!$E$26,IF($CC5=\"AD-05-5441\",'Battery Consumption'!$E$27,IF($CC5=\"AD-05-5437\",'Battery Consumption'!$E$28,IF($CC5=\"AD-05-5446\",'Battery Consumption'!$E$29,IF($CC5=\"AD-05-5456\",'Battery Consumption'!$E$30,IF($CC5=\"AD-05-5451\",'Battery Consumption'!$E$31,IF($CC5=\"AD-05-5461\",'Battery Consumption'!$E$32,IF($CC5=\"AD-05-5471\",'Battery Consumption'!$E$33,IF($CC5=\"AD-05-5466\",'Battery Consumption'!$E$34,0))))))))))))))))))))))))))))))),0))","v":240},0.02,7.2249999999999996,{"$f":"IF($F5>0,(IF($CH5<12,Reference!$J$259,IF($CH5<24,Reference!$J$260,IF($CH5<65,Reference!$J$260,\"Get your own\")))),0)","v":"12AH"},{"$f":"IF($F5>0,(IF($CH5<12,Reference!$F$259,IF($CH5<24,Reference!$F$260,IF($CH5<65,Reference!$F$260,\"Get your own\")))),0)","v":"SV-10-0160"},{"$f":"IF($F5>0,(IF($CH5<12,Reference!$H$259,IF($CH5<24,Reference!$H$260,IF($CH5<65,Reference!$H$260,\"Get your own\")))),0)","v":"Power Supply & Charger less Batteries(Max. 12 V / 12 Ah), output current 3.0 A  EN54-4 / A2"},null,null,null,"Basic Device",null,"Qty"]
[{"$f":"+A5+1","v":2},null,null,0,{"$f":"IF(B6=\"VEP-A00-1P\",+Reference!$C$15,IF(B6=\"VEP-A00-P-1P\",+Reference!$C$16,IF(B6=\"VEP-A00-P-2P\",+Reference!$C$17,IF(B6=\"VEP-A00-P-3P\",+Reference!$C$18,IF(B6=\"VEP-A00-P-4P\",+Reference!$C$19,IF(B6=\"VES-A00-P-1P\",+Reference!$C$20,IF(B6=\"VES-A00-P-2P\",+Reference!$C$21,IF(B6=\"VES-A00-P-3P\",+Reference!$C$22,IF(B6=\"VES-A00-P-4P\",+Reference!$C$23,IF(B6=\"VEU-A00-P-1P\",+Reference!$C$24,IF(B6=\"VEU-A00-P-2P\",+Reference!$C$25,IF(B6=\"VEU-A00-P-3P\",+Reference!$C$26,IF(B6=\"VEU-A00-P-4P\",+Reference!$C$27,IF(B6=\"To Select\",\"Pending\",0))))))))))))))","v":0},null,{"$f":"IF(O6=0,0,IF(O6=1,1,IF(O6=2,1,IF(O6=3,2,IF(O6=4,3,IF(O6=5,4,IF(O6=6,1,IF(O6=7,2,IF(O6=8,3,IF(O6=9,4,IF(O6=10,1,IF(O6=11,2,IF(O6=12,3,IF(O6=13,4,0))))))))))))))","v":0},null,{"$f":"IF(COUNTIF($B6,\"*VEP*\"),1,IF(COUNTIF($B6,\"*VES*\"),2,IF(COUNTIF($B6,\"*VEU*\"),3,0)))","v":0},{"$f":"IF($H3=\"Yes\",$H6,$I6)","v":0},{"$f":"IF($AJ6=\"VEP\",7,IF($AJ6=\"VES\",12,IF($AJ6=\"VEU\",12,0)))","v":0},null,null,"VEP-P-IP=2",{"$f":"IF($B6=\"To Select\",0,(IF($B6=\"VEP-A00-1P\",1,(IF($B6=\"VEP-A00-P-1P\",2,(IF($B6=\"VEP-A00-P-2P\",3,(IF($B6=\"VEP-A00-P-3P\",4,(IF($B6=\"VEP-A00-P-4P\",5,(IF($B6=\"VES-A00-P-1P\",6,(IF($B6=\"VES-A00-P-2P\",7,(IF($B6=\"VES-A00-P-3P\",8,(IF($B6=\"VES-A00-P-4P\",9,IF($B6=\"VEU-A00-P-1P\",10,IF($B6=\"VEU-A00-P-2P\",11,IF($B6=\"VEU-A00-P-3P\",12,IF($B6=\"VEU-A00-P-4P\",13,0)))))))))))))))))))))))","v":0},{"$f":"IF($G6=0,0,IF($G6=1,1,IF($G6=2,2,IF($G6=3,3,IF($G6=4,4,0)))))","v":0},0,{"$f":"+$H6","v":0},{"$f":"+$F6*(IF($K6=0,0,IF($K6=1,1,IF($K6=2,2,IF($K6=3,3,IF($K6=4,4,IF($K6=5,5,IF($K6=6,6,IF($K6=7,7,IF($K6=8,8,IF($K6=9,9,IF($K6=10,10,IF($K6=11,11,IF($K6=12,12,0))))))))))))))","v":0},{"$f":"IF($L6=\"Yes\",1,(IF($R6>1.9,1,0)))","v":0},0,{"$f":"IF($C6=\"\",0,IF($C6=\"Standard\",1,IF($C6=\"Silent\",2,IF($C6=\"Freeze\",3,0))))","v":0},{"$f":"(COUNTIFS($J6,\"=1\"))","v":0},{"$f":"(COUNTIFS($J6,\"=2\"))","v":0},{"$f":"(COUNTIFS($J6,\"=3\"))","v":0},{"$f":"SUM($W6:$Y6)","v":0},0,{"$f":"IF($M6=\"To Select\",0,(IF($M6=\"Yes\",1,(IF($M6=\"No\",0,0)))))","v":0},null,{"$f":"IF($A$2=\"UL\",(IF($AN6=1,(IF(AND($W6=1, $V6=1),Reference!$C$56,IF(AND($X6=1, $V6=1),Reference!$C$59,IF(AND($Y6=1, $V6=1),Reference!$C$57,IF(AND($W6=1, $V6=2),Reference!$C$57,IF(AND($X6=1, $V6=2),Reference!$C$60,IF(AND($Y6=1, $V6=2),Reference!$C$63,IF(AND($W6=1, $V6=3),Reference!$C$58,IF(AND($X6=1, $V6=3),Reference!$C$61,IF(AND($Y6=1, $V6=3),Reference!$C$64,0)))))))))),(IF($V6=0,0,IF($V6=1,Reference!$C$53,IF($V6=2,Reference!$C$54,IF($V6=3,Reference!$C$55,0))))))),(IF($AN6=1,(IF(AND($W6=1, $V6=1),Reference!$C$41,IF(AND($X6=1, $V6=1),Reference!$C$44,IF(AND($Y6=1, $V6=1),Reference!$C$42,IF(AND($W6=1, $V6=2),Reference!$C$42,IF(AND($X6=1, $V6=2),Reference!$C$45,IF(AND($Y6=1, $V6=2),Reference!$C$48,IF(AND($W6=1, $V6=3),Reference!$C$43,IF(AND($X6=1, $V6=3),Reference!$C$46,IF(AND($Y6=1, $V6=3),Reference!$C$49,0)))))))))),(IF($V6=0,0,IF($V6=1,Reference!$C$38,IF($V6=2,Reference!$C$39,IF($V6=3,Reference!$C$40,0))))))))","v":0},{"$f":"IF($A$2=\"UL\",(IF($AN6=1,(IF(AND($W6=1, $V6=1),Reference!$B$56,IF(AND($X6=1, $V6=1),Reference!$B$59,IF(AND($Y6=1, $V6=1),Reference!$B$57,IF(AND($W6=1, $V6=2),Reference!$B$57,IF(AND($X6=1, $V6=2),Reference!$B$60,IF(AND($Y6=1, $V6=2),Reference!$B$63,IF(AND($W6=1, $V6=3),Reference!$B$58,IF(AND($X6=1, $V6=3),Reference!$B$61,IF(AND($Y6=1, $V6=3),Reference!$B$64,0)))))))))),(IF($V6=0,0,IF($V6=1,Reference!$B$53,IF($V6=2,Reference!$B$54,IF($V6=3,Reference!$B$55,0))))))),(IF($AN6=1,(IF(AND($W6=1, $V6=1),Reference!$B$41,IF(AND($X6=1, $V6=1),Reference!$B$44,IF(AND($Y6=1, $V6=1),Reference!$B$42,IF(AND($W6=1, $V6=2),Reference!$B$42,IF(AND($X6=1, $V6=2),Reference!$B$45,IF(AND($Y6=1, $V6=2),Reference!$B$48,IF(AND($W6=1, $V6=3),Reference!$B$43,IF(AND($X6=1, $V6=3),Reference!$B$46,IF(AND($Y6=1, $V6=3),Reference!$B$49,0)))))))))),(IF($V6=0,0,IF($V6=1,Reference!$B$38,IF($V6=2,Reference!$B$39,IF($V6=3,Reference!$B$40,0))))))))","v":0},{"$f":"+$C6","v":0},{"$f":"IF($AN6=1,(IF(AND($W6=1, $V6=1),Reference!$G$41,IF(AND($X6=1, $V6=1),Reference!$G$44,IF(AND($Y6=1, $V6=1),Reference!$G$42,IF(AND($W6=1, $V6=2),Reference!$G$42,IF(AND($X6=1, $V6=2),Reference!$G$45,IF(AND($Y6=1, $V6=2),Reference!$G$48,IF(AND($W6=1, $V6=3),Reference!$G$43,IF(AND($X6=1, $V6=3),Reference!$G$46,IF(AND($Y6=1, $V6=3),Reference!$G$49,0)))))))))),(IF($V6=0,0,IF($V6=1,Reference!$G$38,IF($V6=2,Reference!$G$39,IF($V6=3,Reference!$G$40,))))))","v":0},{"$f":"IF(H6>0,(IF($BF6>0,($BF6*$H6),0)),0)","v":0},{"$f":"IF(K6>0,(IF($BC6=\"TP1\",4,IF($BC6=\"TP3\",4,IF($BC6=\"TP4\",6,IF($BC6=\"TP5\",8,0))))*$BF6),0)","v":0},{"$f":"IF($F6>0,(IF(COUNTIF($B6,\"*VEP*\"),(\"VEP\"),IF(COUNTIF($B6,\"*VES*\"),(\"VES\"),IF(COUNTIF($B6,\"*VEU*\"),(\"VEU\"))))),0)","v":0},{"$f":"IF($B6=\"VEP-A00-P-1P\",1,IF($B6=\"VEP-A00-P-2P\",1,IF($B6=\"VEP-A00-P-3P\",1,IF($B6=\"VEP-A00-P-4P\",1,0))))","v":0},{"$f":"IF($AJ6=\"VES\",1,0)","v":0},{"$f":"IF($AJ6=\"VEU\",1,0)","v":0},{"$f":"+AL6+AK6+AM6","v":0},{"$f":"+$F6*(IF($F6=0,0,IF(AP6=\"Yes\",1,((IF($G6>2,2,1))))))","v":0},null,null,{"$f":"IF(G6>0,(AQ6*AO6),0)","v":0},null,{"$f":"IF(AS6<1,0,IF($AQ6>0,($AZ6/$AQ$1)/($AQ6*$AS6),0))","v":0},null,null,null,null,null,{"$f":"IF($AS6>0,$AY6*$AS6,0)","v":0},null,{"$f":"IF($A$2=\"UL\",(IF($Z6=1,(IF($C6=\"Standard\",(IF(OR($D6=\"VEP1\",$D6=\"VEP2\"),Reference!$B$140,IF(OR($D6=\"VES1\",$D6=\"VES2\"),Reference!$B$140,IF(OR($D6=\"VEU1\",$D6=\"VEU2\"),Reference!$B$140,0)))),IF($C6=\"Silent\",(IF(OR($D6=\"VEP1\",$D6=\"VEP2\"),Reference!$B$140,IF(OR($D6=\"VES1\",$D6=\"VES2\"),Reference!$B$140,IF(OR($D6=\"VEU1\",$D6=\"VEU2\"),Reference!$B$141,0)))),IF($C6=\"Freeze\",(IF(OR($D6=\"VEP1\",$D6=\"VEP2\"),Reference!$B$143,IF(OR($D6=\"VES1\",$D6=\"VES2\"),Reference!$B$143,IF(OR($D6=\"VEU1\",$D6=\"VEU2\"),Reference!$B$144,0)))),0)))),(IF($C6=\"Standard\",(IF(OR($D6=\"VEP1\",$D6=\"VEP2\"),Reference!$B$122,IF(OR($D6=\"VES1\",$D6=\"VES2\"),Reference!$B$122,IF(OR($D6=\"VEU1\",$D6=\"VEU2\"),Reference!$B$123,0)))),IF($C6=\"Silent\",(IF(OR($D6=\"VEP1\",$D6=\"VEP2\"),Reference!$B$122,IF(OR($D6=\"VES1\",$D6=\"VES2\"),Reference!$B$122,IF(OR($D6=\"VEU1\",$D6=\"VEU2\"),Reference!$B$123,0)))),IF($C6=\"Freeze\",(IF(OR($D6=\"VEP1\",$D6=\"VEP2\"),Reference!$B$140,IF(OR($D6=\"VES1\",$D6=\"VES2\"),Reference!$B$140,IF(OR($D6=\"VEU1\",$D6=\"VEU2\"),Reference!$B$141,0)))),0)))))),(IF($Z6=1,(IF($C6=\"Standard\",(IF(OR($D6=\"VEP1\",$D6=\"VEP2\"),Reference!$B$109,IF(OR($D6=\"VES1\",$D6=\"VES2\"),Reference!$B$110,IF(OR($D6=\"VEU1\",$D6=\"VEU2\"),Reference!$B$111,0)))),IF($C6=\"Silent\",(IF(OR($D6=\"VEP1\",$D6=\"VEP2\"),Reference!$B$109,IF(OR($D6=\"VES1\",$D6=\"VES2\"),Reference!$B$110,IF(OR($D6=\"VEU1\",$D6=\"VEU2\"),Reference!$B$111,0)))),IF($C6=\"Freeze\",(IF(OR($D6=\"VEP1\",$D6=\"VEP2\"),Reference!$B$112,IF(OR($D6=\"VES1\",$D6=\"VES2\"),Reference!$B$113,IF(OR($D6=\"VEU1\",$D6=\"VEU2\"),Reference!$B$114,0)))),0)))),(IF($C6=\"Standard\",(IF(OR($D6=\"VEP1\",$D6=\"VEP2\"),Reference!$B$91,IF(OR($D6=\"VES1\",$D6=\"VES2\"),Reference!$B$92,IF(OR($D6=\"VEU1\",$D6=\"VEU2\"),Reference!$B$93,0)))),IF($C6=\"Silent\",(IF(OR($D6=\"VEP1\",$D6=\"VEP2\"),Reference!$B$91,IF(OR($D6=\"VES1\",$D6=\"VES2\"),Reference!$B$92,IF(OR($D6=\"VEU1\",$D6=\"VEU2\"),Reference!$B$93,0)))),IF($C6=\"Freeze\",(IF(OR($D6=\"VEP1\",$D6=\"VEP2\"),Reference!$B$94,IF(OR($D6=\"VES1\",$D6=\"VES2\"),Reference!$B$95,IF(OR($D6=\"VEU1\",$D6=\"VEU2\"),Reference!$B$96,0)))),0)))))))","v":0},{"$f":"+AG6","v":0},{"$f":"IF($A$2=\"UL\",(IF($Z6=1,(IF($C6=\"Standard\",(IF(OR($D6=\"VEP1\",$D6=\"VEP2\"),Reference!$C$140,IF(OR($D6=\"VES1\",$D6=\"VES2\"),Reference!$C$140,IF(OR($D6=\"VEU1\",$D6=\"VEU2\"),Reference!$C$141,0)))),IF($C6=\"Silent\",(IF(OR($D6=\"VEP1\",$D6=\"VEP2\"),Reference!$C$140,IF(OR($D6=\"VES1\",$D6=\"VES2\"),Reference!$C$140,IF(OR($D6=\"VEU1\",$D6=\"VEU2\"),Reference!$C$141,0)))),IF($C6=\"Freeze\",(IF(OR($D6=\"VEP1\",$D6=\"VEP2\"),Reference!$C$143,IF(OR($D6=\"VES1\",$D6=\"VES2\"),Reference!$C$143,IF(OR($D6=\"VEU1\",$D6=\"VEU2\"),Reference!$C$144,0)))),0)))),(IF($C6=\"Standard\",(IF(OR($D6=\"VEP1\",$D6=\"VEP2\"),Reference!$C$122,IF(OR($D6=\"VES1\",$D6=\"VES2\"),Reference!$C$122,IF(OR($D6=\"VEU1\",$D6=\"VEU2\"),Reference!$C$123,0)))),IF($C6=\"Silent\",(IF(OR($D6=\"VEP1\",$D6=\"VEP2\"),Reference!$C$122,IF(OR($D6=\"VES1\",$D6=\"VES2\"),Reference!$C$122,IF(OR($D6=\"VEU1\",$D6=\"VEU2\"),Reference!$C$123,0)))),IF($C6=\"Freeze\",(IF(OR($D6=\"VEP1\",$D6=\"VEP2\"),Reference!$C$140,IF(OR($D6=\"VES1\",$D6=\"VES2\"),Reference!$C$140,IF(OR($D6=\"VEU1\",$D6=\"VEU2\"),Reference!$C$141,0)))),0)))))),(IF($Z6=1,(IF($C6=\"Standard\",(IF(OR($D6=\"VEP1\",$D6=\"VEP2\"),Reference!$C$109,IF(OR($D6=\"VES1\",$D6=\"VES2\"),Reference!$C$110,IF(OR($D6=\"VEU1\",$D6=\"VEU2\"),Reference!$C$111,0)))),IF($C6=\"Silent\",(IF(OR($D6=\"VEP1\",$D6=\"VEP2\"),Reference!$C$109,IF(OR($D6=\"VES1\",$D6=\"VES2\"),Reference!$C$110,IF(OR($D6=\"VEU1\",$D6=\"VEU2\"),Reference!$C$111,0)))),IF($C6=\"Freeze\",(IF(OR($D6=\"VEP1\",$D6=\"VEP2\"),Reference!$C$112,IF(OR($D6=\"VES1\",$D6=\"VES2\"),Reference!$C$113,IF(OR($D6=\"VEU1\",$D6=\"VEU2\"),Reference!$C$114,0)))),0)))),(IF($C6=\"Standard\",(IF(OR($D6=\"VEP1\",$D6=\"VEP2\"),Reference!$C$91,IF(OR($D6=\"VES1\",$D6=\"VES2\"),Reference!$C$92,IF(OR($D6=\"VEU1\",$D6=\"VEU2\"),Reference!$C$93,0)))),IF($C6=\"Silent\",(IF(OR($D6=\"VEP1\",$D6=\"VEP2\"),Reference!$C$91,IF(OR($D6=\"VES1\",$D6=\"VES2\"),Reference!$C$92,IF(OR($D6=\"VEU1\",$D6=\"VEU2\"),Reference!$C$93,0)))),IF($C6=\"Freeze\",(IF(OR($D6=\"VEP1\",$D6=\"VEP2\"),Reference!$C$94,IF(OR($D6=\"VES1\",$D6=\"VES2\"),Reference!$C$95,IF(OR($D6=\"VEU1\",$D6=\"VEU2\"),Reference!$C$96,0)))),0)))))))","v":0},{"$f":"IF($A$2=\"UL\",(IF($Z6=1,(IF($C6=\"Standard\",(IF(OR($D6=\"VEP1\",$D6=\"VEP2\"),Reference!$D$140,IF(OR($D6=\"VES1\",$D6=\"VES2\"),Reference!$D$140,IF(OR($D6=\"VEU1\",$D6=\"VEU2\"),Reference!$D$141,0)))),IF($C6=\"Silent\",(IF(OR($D6=\"VEP1\",$D6=\"VEP2\"),Reference!$D$140,IF(OR($D6=\"VES1\",$D6=\"VES2\"),Reference!$D$140,IF(OR($D6=\"VEU1\",$D6=\"VEU2\"),Reference!$D$141,0)))),IF($C6=\"Freeze\",(IF(OR($D6=\"VEP1\",$D6=\"VEP2\"),Reference!$D$143,IF(OR($D6=\"VES1\",$D6=\"VES2\"),Reference!$D$143,IF(OR($D6=\"VEU1\",$D6=\"VEU2\"),Reference!$D$144,0)))),0)))),(IF($C6=\"Standard\",(IF(OR($D6=\"VEP1\",$D6=\"VEP2\"),Reference!$D$122,IF(OR($D6=\"VES1\",$D6=\"VES2\"),Reference!$D$122,IF(OR($D6=\"VEU1\",$D6=\"VEU2\"),Reference!$D$123,0)))),IF($C6=\"Silent\",(IF(OR($D6=\"VEP1\",$D6=\"VEP2\"),Reference!$D$122,IF(OR($D6=\"VES1\",$D6=\"VES2\"),Reference!$D$122,IF(OR($D6=\"VEU1\",$D6=\"VEU2\"),Reference!$D$123,0)))),IF($C6=\"Freeze\",(IF(OR($D6=\"VEP1\",$D6=\"VEP2\"),Reference!$D$140,IF(OR($D6=\"VES1\",$D6=\"VES2\"),Reference!$D$140,IF(OR($D6=\"VEU1\",$D6=\"VEU2\"),Reference!$D$141,0)))),0)))))),(IF($Z6=1,(IF($C6=\"Standard\",(IF(OR($D6=\"VEP1\",$D6=\"VEP2\"),Reference!$D$109,IF(OR($D6=\"VES1\",$D6=\"VES2\"),Reference!$D$110,IF(OR($D6=\"VEU1\",$D6=\"VEU2\"),Reference!$D$111,0)))),IF($C6=\"Silent\",(IF(OR($D6=\"VEP1\",$D6=\"VEP2\"),Reference!$D$109,IF(OR($D6=\"VES1\",$D6=\"VES2\"),Reference!$D$110,IF(OR($D6=\"VEU1\",$D6=\"VEU2\"),Reference!$D$111,0)))),IF($C6=\"Freeze\",(IF(OR($D6=\"VEP1\",$D6=\"VEP2\"),Reference!$D$112,IF(OR($D6=\"VES1\",$D6=\"VES2\"),Reference!$D$113,IF(OR($D6=\"VEU1\",$D6=\"VEU2\"),Reference!$D$114,0)))),0)))),(IF($C6=\"Standard\",(IF(OR($D6=\"VEP1\",$D6=\"VEP2\"),Reference!$D$91,IF(OR($D6=\"VES1\",$D6=\"VES2\"),Reference!$D$92,IF(OR($D6=\"VEU1\",$D6=\"VEU2\"),Reference!$D$93,0)))),IF($C6=\"Silent\",(IF(OR($D6=\"VEP1\",$D6=\"VEP2\"),Reference!$D$91,IF(OR($D6=\"VES1\",$D6=\"VES2\"),Reference!$D$92,IF(OR($D6=\"VEU1\",$D6=\"VEU2\"),Reference!$D$93,0)))),IF($C6=\"Freeze\",(IF(OR($D6=\"VEP1\",$D6=\"VEP2\"),Reference!$D$94,IF(OR($D6=\"VES1\",$D6=\"VES2\"),Reference!$D$95,IF(OR($D6=\"VEU1\",$D6=\"VEU2\"),Reference!$D$96,0)))),0)))))))","v":0},{"$f":"IF($AQ6>0,$AQ6,0)","v":0},0,0,null,"No",0,0,0,0,{"$f":"IF(B6>0,(IF($BL6=1,IF($BN6=3,Reference!$C$194,IF($BN6=4,Reference!$C$196,IF($BN6=5,Reference!$C$198,0))),IF($BL6=2,IF($BN6=4,Reference!$C$195,IF($BN6=5,Reference!$C$197,IF($BN6=6,Reference!$C$199,0)))))),0)","v":0},{"$f":"IF(B6>0,(IF($BL6=1,IF($BN6=3,Reference!$D$194,IF($BN6=4,Reference!$D$196,IF($BN6=5,Reference!$D$198,0))),IF($BL6=2,IF($BN6=4,Reference!$D$195,IF($BN6=5,Reference!$D$197,IF($BN6=6,Reference!$D$199,0)))))),0)","v":0},{"$f":"IF(B6>0,(IF($BL6=1,IF($BN6=3,Reference!$E$194,IF($BN6=4,Reference!$E$196,IF($BN6=5,Reference!$E$198,0))),IF($BL6=2,IF($BN6=4,Reference!$E$195,IF($BN6=5,Reference!$E$197,IF($BN6=6,Reference!$E$199,0)))))),0)","v":0},{"$f":"IF(F6>0,(BF6/AQ6),0)","v":0},{"$f":"IF(COUNTIF($AE6,\"*Net*\"),1,0)","v":0},null,{"$f":"IF($BS6=1,(IF($BT6=\"NU2\",Reference!$B$221,IF($BT6=\"NU2D\",Reference!$B$222,IF($BT6=\"NU5N\",Reference!$B$223,IF($BT6=\"NU5DN\",Reference!$B$224,IF($BT6=\"NU5DOData\",Reference!$B$225,IF($BT6=\"NU5DOFD\",Reference!$B$227,IF($BT6=\"NU5DF\",Reference!$B$226,\"\")))))))),0)","v":0},{"$f":"IF($BS6=1,(IF($BT6=\"NU2\",Reference!$D$221,IF($BT6=\"NU2D\",Reference!$D$222,IF($BT6=\"NU5N\",Reference!$D$223,IF($BT6=\"NU5DN\",Reference!$D$224,IF($BT6=\"NU5DOData\",Reference!$D$225,IF($BT6=\"NU5DOFD\",Reference!$D$227,IF($BT6=\"NU5DF\",Reference!$D$226,\"\")))))))),0)","v":0},{"$f":"IF($BS6=1,(IF($BT6=\"NU2\",Reference!$E$221,IF($BT6=\"NU2D\",Reference!$E$222,IF($BT6=\"NU5N\",Reference!$E$223,IF($BT6=\"NU5DN\",Reference!$E$224,IF($BT6=\"NU5DOData\",Reference!$E$225,IF($BT6=\"NU5DOFD\",Reference!$E$227,IF($BT6=\"NU5DF\",Reference!$E$226,\"\")))))))),0)","v":0},null,null,{"$f":"IF($BY6=\"AD-10-1960\",Reference!$G$232,IF($BY6=\"AD-10-1963\",Reference!$G$233,IF($BY6=\"AD-10-1966\",Reference!$G$237,IF($BY6=\"AD-10-1975\",Reference!$G$237,IF($BY6=\"AD-10-1980\",Reference!$G$238,\"\")))))","v":""},{"$f":"IF($BY6=\"AD-10-1960\",Reference!$F$232,IF($BY6=\"AD-10-1963\",Reference!$F$233,IF($BY6=\"AD-10-1966\",Reference!$F$237,IF($BY6=\"AD-10-1975\",Reference!$F$237,IF($BY6=\"AD-10-1980\",Reference!$F$238,\"\")))))","v":""},{"$f":"IF($BY6=\"AD-10-1960\",Reference!$E$232,IF($BY6=\"AD-10-1963\",Reference!$E$233,IF($BY6=\"AD-10-1966\",Reference!$E$237,IF($BY6=\"AD-10-1975\",Reference!$E$237,IF($BY6=\"AD-10-1980\",Reference!$E$238,\"\")))))","v":""},0,{"$f":"(IF($F6>0,(IF($CC6=\"AD-05-5400\",'Battery Consumption'!$D$5,IF($CC6=\"AD-05-5410\",'Battery Consumption'!$D$6,IF($CC6=\"AD-05-5405\",'Battery Consumption'!$D$7,IF($CC6=\"AD-05-5415\",'Battery Consumption'!$D$8,IF($CC6=\"AD-05-5425\",'Battery Consumption'!$D$9,IF($CC6=\"AD-05-5420\",'Battery Consumption'!$D$10,IF($CC6=\"AD-05-5430\",'Battery Consumption'!$D$11,IF($CC6=\"AD-05-5440\",'Battery Consumption'!$D$12,IF($CC6=\"AD-05-5435\",'Battery Consumption'!$D$13,IF($CC6=\"AD-05-5445\",'Battery Consumption'!$D$14,IF($CC6=\"AD-05-5455\",'Battery Consumption'!$D$15,IF($CC6=\"AD-05-5450\",'Battery Consumption'!$D$16,IF($CC6=\"AD-05-5460\",'Battery Consumption'!$D$17,IF($CC6=\"AD-05-5465\",'Battery Consumption'!$D$18,IF($CC6=\"AD-05-5470\",'Battery Consumption'!$D$19,IF($CC6=\"AD-05-5401\",'Battery Consumption'!$D$20,IF($CC6=\"AD-05-5413\",'Battery Consumption'!$D$21,IF($CC6=\"AD-05-5406\",'Battery Consumption'!$D$22,IF($CC6=\"AD-05-5416\",'Battery Consumption'!$D$23,IF($CC6=\"AD-05-5426\",'Battery Consumption'!$D$24,IF($CC6=\"AD-05-5421\",'Battery Consumption'!$D$25,IF($CC6=\"AD-05-5432\",'Battery Consumption'!$D$26,IF($CC6=\"AD-05-5441\",'Battery Consumption'!$D$27,IF($CC6=\"AD-05-5437\",'Battery Consumption'!$D$28,IF($CC6=\"AD-05-5446\",'Battery Consumption'!$D$29,IF($CC6=\"AD-05-5456\",'Battery Consumption'!$D$30,IF($CC6=\"AD-05-5451\",'Battery Consumption'!$D$31,IF($CC6=\"AD-05-5461\",'Battery Consumption'!$D$32,IF($CC6=\"AD-05-5471\",'Battery Consumption'!$D$33,IF($CC6=\"AD-05-5466\",'Battery Consumption'!$D$34,0))))))))))))))))))))))))))))))),0))","v":0},{"$f":"+($CD6*$CF$1)/1000","v":0},{"$f":"(IF($F6>0,(IF($CC6=\"AD-05-5400\",'Battery Consumption'!$E$5,IF($CC6=\"AD-05-5410\",'Battery Consumption'!$E$6,IF($CC6=\"AD-05-5405\",'Battery Consumption'!$E$7,IF($CC6=\"AD-05-5415\",'Battery Consumption'!$E$8,IF($CC6=\"AD-05-5425\",'Battery Consumption'!$E$9,IF($CC6=\"AD-05-5420\",'Battery Consumption'!$E$10,IF($CC6=\"AD-05-5430\",'Battery Consumption'!$E$11,IF($CC6=\"AD-05-5440\",'Battery Consumption'!$E$12,IF($CC6=\"AD-05-5435\",'Battery Consumption'!$E$13,IF($CC6=\"AD-05-5445\",'Battery Consumption'!$E$14,IF($CC6=\"AD-05-5455\",'Battery Consumption'!$E$15,IF($CC6=\"AD-05-5450\",'Battery Consumption'!$E$16,IF($CC6=\"AD-05-5460\",'Battery Consumption'!$E$17,IF($CC6=\"AD-05-5465\",'Battery Consumption'!$E$18,IF($CC6=\"AD-05-5470\",'Battery Consumption'!$E$19,IF($CC6=\"AD-05-5401\",'Battery Consumption'!$E$20,IF($CC6=\"AD-05-5413\",'Battery Consumption'!$E$21,IF($CC6=\"AD-05-5406\",'Battery Consumption'!$E$22,IF($CC6=\"AD-05-5416\",'Battery Consumption'!$E$23,IF($CC6=\"AD-05-5426\",'Battery Consumption'!$E$24,IF($CC6=\"AD-05-5421\",'Battery Consumption'!$E$25,IF($CC6=\"AD-05-5432\",'Battery Consumption'!$E$26,IF($CC6=\"AD-05-5441\",'Battery Consumption'!$E$27,IF($CC6=\"AD-05-5437\",'Battery Consumption'!$E$28,IF($CC6=\"AD-05-5446\",'Battery Consumption'!$E$29,IF($CC6=\"AD-05-5456\",'Battery Consumption'!$E$30,IF($CC6=\"AD-05-5451\",'Battery Consumption'!$E$31,IF($CC6=\"AD-05-5461\",'Battery Consumption'!$E$32,IF($CC6=\"AD-05-5471\",'Battery Consumption'!$E$33,IF($CC6=\"AD-05-5466\",'Battery Consumption'!$E$34,0))))))))))))))))))))))))))))))),0))","v":0},0,0,{"$f":"IF($F6>0,(IF($CH6<12,Reference!$J$259,IF($CH6<24,Reference!$J$260,IF($CH6<65,Reference!$J$260,\"Get your own\")))),0)","v":0},{"$f":"IF($F6>0,(IF($CH6<12,Reference!$F$259,IF($CH6<24,Reference!$F$260,IF($CH6<65,Reference!$F$260,\"Get your own\")))),0)","v":0},{"$f":"IF($F6>0,(IF($CH6<12,Reference!$H$259,IF($CH6<24,Reference!$H$260,IF($CH6<65,Reference!$H$260,\"Get your own\")))),0)","v":0},null,null,null,"VEP-A00-1P","VEP-A00 ,1 Pipe(Common), LED Display",{"$f":"SUMIF($B$5:$B$44,CO6, $F$5:$F$44)","v":0}]
[{"$f":"+A6+1","v":3},null,null,0,{"$f":"IF(B7=\"VEP-A00-1P\",+Reference!$C$15,IF(B7=\"VEP-A00-P-1P\",+Reference!$C$16,IF(B7=\"VEP-A00-P-2P\",+Reference!$C$17,IF(B7=\"VEP-A00-P-3P\",+Reference!$C$18,IF(B7=\"VEP-A00-P-4P\",+Reference!$C$19,IF(B7=\"VES-A00-P-1P\",+Reference!$C$20,IF(B7=\"VES-A00-P-2P\",+Reference!$C$21,IF(B7=\"VES-A00-P-3P\",+Reference!$C$22,IF(B7=\"VES-A00-P-4P\",+Reference!$C$23,IF(B7=\"VEU-A00-P-1P\",+Reference!$C$24,IF(B7=\"VEU-A00-P-2P\",+Reference!$C$25,IF(B7=\"VEU-A00-P-3P\",+Reference!$C$26,IF(B7=\"VEU-A00-P-4P\",+Reference!$C$27,IF(B7=\"To Select\",\"Pending\",0))))))))))))))","v":0},null,0,null,0,{"$f":"IF($H5=\"Yes\",$H7,$I7)","v":0},0,null,null,"VEP-P-2P=3",0,0,0,0,0,0,0,0,0,0,0,0,0,0,null,{"$f":"IF($A$2=\"UL\",(IF($AN7=1,(IF(AND($W7=1, $V7=1),Reference!$C$56,IF(AND($X7=1, $V7=1),Reference!$C$59,IF(AND($Y7=1, $V7=1),Reference!$C$57,IF(AND($W7=1, $V7=2),Reference!$C$57,IF(AND($X7=1, $V7=2),Reference!$C$60,IF(AND($Y7=1, $V7=2),Reference!$C$63,IF(AND($W7=1, $V7=3),Reference!$C$58,IF(AND($X7=1, $V7=3),Reference!$C$61,IF(AND($Y7=1, $V7=3),Reference!$C$64,0)))))))))),(IF($V7=0,0,IF($V7=1,Reference!$C$53,IF($V7=2,Reference!$C$54,IF($V7=3,Reference!$C$55,0))))))),(IF($AN7=1,(IF(AND($W7=1, $V7=1),Reference!$C$41,IF(AND($X7=1, $V7=1),Reference!$C$44,IF(AND($Y7=1, $V7=1),Reference!$C$42,IF(AND($W7=1, $V7=2),Reference!$C$42,IF(AND($X7=1, $V7=2),Reference!$C$45,IF(AND($Y7=1, $V7=2),Reference!$C$48,IF(AND($W7=1, $V7=3),Reference!$C$43,IF(AND($X7=1, $V7=3),Reference!$C$46,IF(AND($Y7=1, $V7=3),Reference!$C$49,0)))))))))),(IF($V7=0,0,IF($V7=1,Reference!$C$38,IF($V7=2,Reference!$C$39,IF($V7=3,Reference!$C$40,0))))))))","v":0},{"$f":"IF($A$2=\"UL\",(IF($AN7=1,(IF(AND($W7=1, $V7=1),Reference!$B$56,IF(AND($X7=1, $V7=1),Reference!$B$59,IF(AND($Y7=1, $V7=1),Reference!$B$57,IF(AND($W7=1, $V7=2),Reference!$B$57,IF(AND($X7=1, $V7=2),Reference!$B$60,IF(AND($Y7=1, $V7=2),Reference!$B$63,IF(AND($W7=1, $V7=3),Reference!$B$58,IF(AND($X7=1, $V7=3),Reference!$B$61,IF(AND($Y7=1, $V7=3),Reference!$B$64,0)))))))))),(IF($V7=0,0,IF($V7=1,Reference!$B$53,IF($V7=2,Reference!$B$54,IF($V7=3,Reference!$B$55,0))))))),(IF($AN7=1,(IF(AND($W7=1, $V7=1),Reference!$B$41,IF(AND($X7=1, $V7=1),Reference!$B$44,IF(AND($Y7=1, $V7=1),Reference!$B$42,IF(AND($W7=1, $V7=2),Reference!$B$42,IF(AND($X7=1, $V7=2),Reference!$B$45,IF(AND($Y7=1, $V7=2),Reference!$B$48,IF(AND($W7=1, $V7=3),Reference!$B$43,IF(AND($X7=1, $V7=3),Reference!$B$46,IF(AND($Y7=1, $V7=3),Reference!$B$49,0)))))))))),(IF($V7=0,0,IF($V7=1,Reference!$B$38,IF($V7=2,Reference!$B$39,IF($V7=3,Reference!$B$40,0))))))))","v":0},0,{"$f":"IF($AN7=1,(IF(AND($W7=1, $V7=1),Reference!$G$41,IF(AND($X7=1, $V7=1),Reference!$G$44,IF(AND($Y7=1, $V7=1),Reference!$G$42,IF(AND($W7=1, $V7=2),Reference!$G$42,IF(AND($X7=1, $V7=2),Reference!$G$45,IF(AND($Y7=1, $V7=2),Reference!$G$48,IF(AND($W7=1, $V7=3),Reference!$G$43,IF(AND($X7=1, $V7=3),Reference!$G$46,IF(AND($Y7=1, $V7=3),Reference!$G$49,0)))))))))),(IF($V7=0,0,IF($V7=1,Reference!$G$38,IF($V7=2,Reference!$G$39,IF($V7=3,Reference!$G$40,))))))","v":0},0,0,0,0,0,0,0,0,null,null,0,null,0,null,null,null,null,null,0,null,{"$f":"IF($A$2=\"UL\",(IF($Z7=1,(IF($C7=\"Standard\",(IF(OR($D7=\"VEP1\",$D7=\"VEP2\"),Reference!$B$140,IF(OR($D7=\"VES1\",$D7=\"VES2\"),Reference!$B$140,IF(OR($D7=\"VEU1\",$D7=\"VEU2\"),Reference!$B$141,0)))),IF($C7=\"Silent\",(IF(OR($D7=\"VEP1\",$D7=\"VEP2\"),Reference!$B$140,IF(OR($D7=\"VES1\",$D7=\"VES2\"),Reference!$B$140,IF(OR($D7=\"VEU1\",$D7=\"VEU2\"),Reference!$B$141,0)))),IF($C7=\"Freeze\",(IF(OR($D7=\"VEP1\",$D7=\"VEP2\"),Reference!$B$143,IF(OR($D7=\"VES1\",$D7=\"VES2\"),Reference!$B$143,IF(OR($D7=\"VEU1\",$D7=\"VEU2\"),Reference!$B$144,0)))),0)))),(IF($C7=\"Standard\",(IF(OR($D7=\"VEP1\",$D7=\"VEP2\"),Reference!$B$122,IF(OR($D7=\"VES1\",$D7=\"VES2\"),Reference!$B$122,IF(OR($D7=\"VEU1\",$D7=\"VEU2\"),Reference!$B$123,0)))),IF($C7=\"Silent\",(IF(OR($D7=\"VEP1\",$D7=\"VEP2\"),Reference!$B$122,IF(OR($D7=\"VES1\",$D7=\"VES2\"),Reference!$B$122,IF(OR($D7=\"VEU1\",$D7=\"VEU2\"),Reference!$B$123,0)))),IF($C7=\"Freeze\",(IF(OR($D7=\"VEP1\",$D7=\"VEP2\"),Reference!$B$140,IF(OR($D7=\"VES1\",$D7=\"VES2\"),Reference!$B$140,IF(OR($D7=\"VEU1\",$D7=\"VEU2\"),Reference!$B$141,0)))),0)))))),(IF($Z7=1,(IF($C7=\"Standard\",(IF(OR($D7=\"VEP1\",$D7=\"VEP2\"),Reference!$B$120,IF(OR($D7=\"VES1\",$D7=\"VES2\"),Reference!$B$110,IF(OR($D7=\"VEU1\",$D7=\"VEU2\"),Reference!$B$111,0)))),IF($C7=\"Silent\",(IF(OR($D7=\"VEP1\",$D7=\"VEP2\"),Reference!$B$110,IF(OR($D7=\"VES1\",$D7=\"VES2\"),Reference!$B$110,IF(OR($D7=\"VEU1\",$D7=\"VEU2\"),Reference!$B$111,0)))),IF($C7=\"Freeze\",(IF(OR($D7=\"VEP1\",$D7=\"VEP2\"),Reference!$B$113,IF(OR($D7=\"VES1\",$D7=\"VES2\"),Reference!$B$113,IF(OR($D7=\"VEU1\",$D7=\"VEU2\"),Reference!$B$114,0)))),0)))),(IF($C7=\"Standard\",(IF(OR($D7=\"VEP1\",$D7=\"VEP2\"),Reference!$B$92,IF(OR($D7=\"VES1\",$D7=\"VES2\"),Reference!$B$92,IF(OR($D7=\"VEU1\",$D7=\"VEU2\"),Reference!$B$93,0)))),IF($C7=\"Silent\",(IF(OR($D7=\"VEP1\",$D7=\"VEP2\"),Reference!$B$92,IF(OR($D7=\"VES1\",$D7=\"VES2\"),Reference!$B$92,IF(OR($D7=\"VEU1\",$D7=\"VEU2\"),Reference!$B$93,0)))),IF($C7=\"Freeze\",(IF(OR($D7=\"VEP1\",$D7=\"VEP2\"),Reference!$B$95,IF(OR($D7=\"VES1\",$D7=\"VES2\"),Reference!$B$95,IF(OR($D7=\"VEU1\",$D7=\"VEU2\"),Reference!$B$96,0)))),0)))))))","v":0},0,{"$f":"IF($A$2=\"UL\",(IF($Z7=1,(IF($C7=\"Standard\",(IF(OR($D7=\"VEP1\",$D7=\"VEP2\"),Reference!$C$140,IF(OR($D7=\"VES1\",$D7=\"VES2\"),Reference!$C$140,IF(OR($D7=\"VEU1\",$D7=\"VEU2\"),Reference!$C$141,0)))),IF($C7=\"Silent\",(IF(OR($D7=\"VEP1\",$D7=\"VEP2\"),Reference!$C$140,IF(OR($D7=\"VES1\",$D7=\"VES2\"),Reference!$C$140,IF(OR($D7=\"VEU1\",$D7=\"VEU2\"),Reference!$C$141,0)))),IF($C7=\"Freeze\",(IF(OR($D7=\"VEP1\",$D7=\"VEP2\"),Reference!$C$143,IF(OR($D7=\"VES1\",$D7=\"VES2\"),Reference!$C$143,IF(OR($D7=\"VEU1\",$D7=\"VEU2\"),Reference!$C$144,0)))),0)))),(IF($C7=\"Standard\",(IF(OR($D7=\"VEP1\",$D7=\"VEP2\"),Reference!$C$122,IF(OR($D7=\"VES1\",$D7=\"VES2\"),Reference!$C$122,IF(OR($D7=\"VEU1\",$D7=\"VEU2\"),Reference!$C$123,0)))),IF($C7=\"Silent\",(IF(OR($D7=\"VEP1\",$D7=\"VEP2\"),Reference!$C$122,IF(OR($D7=\"VES1\",$D7=\"VES2\"),Reference!$C$122,IF(OR($D7=\"VEU1\",$D7=\"VEU2\"),Reference!$C$123,0)))),IF($C7=\"Freeze\",(IF(OR($D7=\"VEP1\",$D7=\"VEP2\"),Reference!$C$140,IF(OR($D7=\"VES1\",$D7=\"VES2\"),Reference!$C$140,IF(OR($D7=\"VEU1\",$D7=\"VEU2\"),Reference!$C$141,0)))),0)))))),(IF($Z7=1,(IF($C7=\"Standard\",(IF(OR($D7=\"VEP1\",$D7=\"VEP2\"),Reference!$C$109,IF(OR($D7=\"VES1\",$D7=\"VES2\"),Reference!$C$110,IF(OR($D7=\"VEU1\",$D7=\"VEU2\"),Reference!$C$111,0)))),IF($C7=\"Silent\",(IF(OR($D7=\"VEP1\",$D7=\"VEP2\"),Reference!$C$109,IF(OR($D7=\"VES1\",$D7=\"VES2\"),Reference!$C$110,IF(OR($D7=\"VEU1\",$D7=\"VEU2\"),Reference!$C$111,0)))),IF($C7=\"Freeze\",(IF(OR($D7=\"VEP1\",$D7=\"VEP2\"),Reference!$C$112,IF(OR($D7=\"VES1\",$D7=\"VES2\"),Reference!$C$113,IF(OR($D7=\"VEU1\",$D7=\"VEU2\"),Reference!$C$114,0)))),0)))),(IF($C7=\"Standard\",(IF(OR($D7=\"VEP1\",$D7=\"VEP2\"),Reference!$C$91,IF(OR($D7=\"VES1\",$D7=\"VES2\"),Reference!$C$92,IF(OR($D7=\"VEU1\",$D7=\"VEU2\"),Reference!$C$93,0)))),IF($C7=\"Silent\",(IF(OR($D7=\"VEP1\",$D7=\"VEP2\"),Reference!$C$91,IF(OR($D7=\"VES1\",$D7=\"VES2\"),Reference!$C$92,IF(OR($D7=\"VEU1\",$D7=\"VEU2\"),Reference!$C$93,0)))),IF($C7=\"Freeze\",(IF(OR($D7=\"VEP1\",$D7=\"VEP2\"),Reference!$C$94,IF(OR($D7=\"VES1\",$D7=\"VES2\"),Reference!$C$95,IF(OR($D7=\"VEU1\",$D7=\"VEU2\"),Reference!$C$96,0)))),0)))))))","v":0},{"$f":"IF($A$2=\"UL\",(IF($Z7=1,(IF($C7=\"Standard\",(IF(OR($D7=\"VEP1\",$D7=\"VEP2\"),Reference!$D$140,IF(OR($D7=\"VES1\",$D7=\"VES2\"),Reference!$D$140,IF(OR($D7=\"VEU1\",$D7=\"VEU2\"),Reference!$D$141,0)))),IF($C7=\"Silent\",(IF(OR($D7=\"VEP1\",$D7=\"VEP2\"),Reference!$D$140,IF(OR($D7=\"VES1\",$D7=\"VES2\"),Reference!$D$140,IF(OR($D7=\"VEU1\",$D7=\"VEU2\"),Reference!$D$141,0)))),IF($C7=\"Freeze\",(IF(OR($D7=\"VEP1\",$D7=\"VEP2\"),Reference!$D$143,IF(OR($D7=\"VES1\",$D7=\"VES2\"),Reference!$D$143,IF(OR($D7=\"VEU1\",$D7=\"VEU2\"),Reference!$D$144,0)))),0)))),(IF($C7=\"Standard\",(IF(OR($D7=\"VEP1\",$D7=\"VEP2\"),Reference!$D$122,IF(OR($D7=\"VES1\",$D7=\"VES2\"),Reference!$D$122,IF(OR($D7=\"VEU1\",$D7=\"VEU2\"),Reference!$D$123,0)))),IF($C7=\"Silent\",(IF(OR($D7=\"VEP1\",$D7=\"VEP2\"),Reference!$D$122,IF(OR($D7=\"VES1\",$D7=\"VES2\"),Reference!$D$122,IF(OR($D7=\"VEU1\",$D7=\"VEU2\"),Reference!$D$123,0)))),IF($C7=\"Freeze\",(IF(OR($D7=\"VEP1\",$D7=\"VEP2\"),Reference!$D$140,IF(OR($D7=\"VES1\",$D7=\"VES2\"),Reference!$D$140,IF(OR($D7=\"VEU1\",$D7=\"VEU2\"),Reference!$D$141,0)))),0)))))),(IF($Z7=1,(IF($C7=\"Standard\",(IF(OR($D7=\"VEP1\",$D7=\"VEP2\"),Reference!$D$109,IF(OR($D7=\"VES1\",$D7=\"VES2\"),Reference!$D$110,IF(OR($D7=\"VEU1\",$D7=\"VEU2\"),Reference!$D$111,0)))),IF($C7=\"Silent\",(IF(OR($D7=\"VEP1\",$D7=\"VEP2\"),Reference!$D$109,IF(OR($D7=\"VES1\",$D7=\"VES2\"),Reference!$D$110,IF(OR($D7=\"VEU1\",$D7=\"VEU2\"),Reference!$D$111,0)))),IF($C7=\"Freeze\",(IF(OR($D7=\"VEP1\",$D7=\"VEP2\"),Reference!$D$112,IF(OR($D7=\"VES1\",$D7=\"VES2\"),Reference!$D$113,IF(OR($D7=\"VEU1\",$D7=\"VEU2\"),Reference!$D$114,0)))),0)))),(IF($C7=\"Standard\",(IF(OR($D7=\"VEP1\",$D7=\"VEP2\"),Reference!$D$91,IF(OR($D7=\"VES1\",$D7=\"VES2\"),Reference!$D$92,IF(OR($D7=\"VEU1\",$D7=\"VEU2\"),Reference!$D$93,0)))),IF($C7=\"Silent\",(IF(OR($D7=\"VEP1\",$D7=\"VEP2\"),Reference!$D$91,IF(OR($D7=\"VES1\",$D7=\"VES2\"),Reference!$D$92,IF(OR($D7=\"VEU1\",$D7=\"VEU2\"),Reference!$D$93,0)))),IF($C7=\"Freeze\",(IF(OR($D7=\"VEP1\",$D7=\"VEP2\"),Reference!$D$94,IF(OR($D7=\"VES1\",$D7=\"VES2\"),Reference!$D$95,IF(OR($D7=\"VEU1\",$D7=\"VEU2\"),Reference!$D$96,0)))),0)))))))","v":0},0,0,0,"Each Detection Unit Added have 3 Alarm Level an  able to have 4 Alarm Relay and can interface to Reset point.","No",0,0,0,0,{"$f":"IF(B7>0,(IF($BL7=1,IF($BN7=3,Reference!$C$194,IF($BN7=4,Reference!$C$196,IF($BN7=5,Reference!$C$198,0))),IF($BL7=2,IF($BN7=4,Reference!$C$195,IF($BN7=5,Reference!$C$197,IF($BN7=6,Reference!$C$199,0)))))),0)","v":0},{"$f":"IF(B7>0,(IF($BL7=1,IF($BN7=3,Reference!$D$194,IF($BN7=4,Reference!$D$196,IF($BN7=5,Reference!$D$198,0))),IF($BL7=2,IF($BN7=4,Reference!$D$195,IF($BN7=5,Reference!$D$197,IF($BN7=6,Reference!$D$199,0)))))),0)","v":0},{"$f":"IF(B7>0,(IF($BL7=1,IF($BN7=3,Reference!$E$194,IF($BN7=4,Reference!$E$196,IF($BN7=5,Reference!$E$198,0))),IF($BL7=2,IF($BN7=4,Reference!$E$195,IF($BN7=5,Reference!$E$197,IF($BN7=6,Reference!$E$199,0)))))),0)","v":0},0,0,null,{"$f":"IF($BS7=1,(IF($BT7=\"NU2\",Reference!$B$221,IF($BT7=\"NU2D\",Reference!$B$222,IF($BT7=\"NU5N\",Reference!$B$223,IF($BT7=\"NU5DN\",Reference!$B$224,IF($BT7=\"NU5DOData\",Reference!$B$225,IF($BT7=\"NU5DOFD\",Reference!$B$227,IF($BT7=\"NU5DF\",Reference!$B$226,\"\")))))))),0)","v":0},{"$f":"IF($BS7=1,(IF($BT7=\"NU2\",Reference!$D$221,IF($BT7=\"NU2D\",Reference!$D$222,IF($BT7=\"NU5N\",Reference!$D$223,IF($BT7=\"NU5DN\",Reference!$D$224,IF($BT7=\"NU5DOData\",Reference!$D$225,IF($BT7=\"NU5DOFD\",Reference!$D$227,IF($BT7=\"NU5DF\",Reference!$D$226,\"\")))))))),0)","v":0},{"$f":"IF($BS7=1,(IF($BT7=\"NU2\",Reference!$E$221,IF($BT7=\"NU2D\",Reference!$E$222,IF($BT7=\"NU5N\",Reference!$E$223,IF($BT7=\"NU5DN\",Reference!$E$224,IF($BT7=\"NU5DOData\",Reference!$E$225,IF($BT7=\"NU5DOFD\",Reference!$E$227,IF($BT7=\"NU5DF\",Reference!$E$226,\"\")))))))),0)","v":0},null,null,{"$f":"IF($BY7=\"AD-10-1960\",Reference!$G$232,IF($BY7=\"AD-10-1963\",Reference!$G$233,IF($BY7=\"AD-10-1966\",Reference!$G$237,IF($BY7=\"AD-10-1975\",Reference!$G$237,IF($BY7=\"AD-10-1980\",Reference!$G$238,\"\")))))","v":""},{"$f":"IF($BY7=\"AD-10-1960\",Reference!$F$232,IF($BY7=\"AD-10-1963\",Reference!$F$233,IF($BY7=\"AD-10-1966\",Reference!$F$237,IF($BY7=\"AD-10-1975\",Reference!$F$237,IF($BY7=\"AD-10-1980\",Reference!$F$238,\"\")))))","v":""},{"$f":"IF($BY7=\"AD-10-1960\",Reference!$E$232,IF($BY7=\"AD-10-1963\",Reference!$E$233,IF($BY7=\"AD-10-1966\",Reference!$E$237,IF($BY7=\"AD-10-1975\",Reference!$E$237,IF($BY7=\"AD-10-1980\",Reference!$E$238,\"\")))))","v":""},0,{"$f":"(IF($F7>0,(IF($CC7=\"AD-05-5400\",'Battery Consumption'!$D$5,IF($CC7=\"AD-05-5410\",'Battery Consumption'!$D$6,IF($CC7=\"AD-05-5405\",'Battery Consumption'!$D$7,IF($CC7=\"AD-05-5415\",'Battery Consumption'!$D$8,IF($CC7=\"AD-05-5425\",'Battery Consumption'!$D$9,IF($CC7=\"AD-05-5420\",'Battery Consumption'!$D$10,IF($CC7=\"AD-05-5430\",'Battery Consumption'!$D$11,IF($CC7=\"AD-05-5440\",'Battery Consumption'!$D$12,IF($CC7=\"AD-05-5435\",'Battery Consumption'!$D$13,IF($CC7=\"AD-05-5445\",'Battery Consumption'!$D$14,IF($CC7=\"AD-05-5455\",'Battery Consumption'!$D$15,IF($CC7=\"AD-05-5450\",'Battery Consumption'!$D$16,IF($CC7=\"AD-05-5460\",'Battery Consumption'!$D$17,IF($CC7=\"AD-05-5465\",'Battery Consumption'!$D$18,IF($CC7=\"AD-05-5470\",'Battery Consumption'!$D$19,IF($CC7=\"AD-05-5401\",'Battery Consumption'!$D$20,IF($CC7=\"AD-05-5413\",'Battery Consumption'!$D$21,IF($CC7=\"AD-05-5406\",'Battery Consumption'!$D$22,IF($CC7=\"AD-05-5416\",'Battery Consumption'!$D$23,IF($CC7=\"AD-05-5426\",'Battery Consumption'!$D$24,IF($CC7=\"AD-05-5421\",'Battery Consumption'!$D$25,IF($CC7=\"AD-05-5432\",'Battery Consumption'!$D$26,IF($CC7=\"AD-05-5441\",'Battery Consumption'!$D$27,IF($CC7=\"AD-05-5437\",'Battery Consumption'!$D$28,IF($CC7=\"AD-05-5446\",'Battery Consumption'!$D$29,IF($CC7=\"AD-05-5456\",'Battery Consumption'!$D$30,IF($CC7=\"AD-05-5451\",'Battery Consumption'!$D$31,IF($CC7=\"AD-05-5461\",'Battery Consumption'!$D$32,IF($CC7=\"AD-05-5471\",'Battery Consumption'!$D$33,IF($CC7=\"AD-05-5466\",'Battery Consumption'!$D$34,0))))))))))))))))))))))))))))))),0))","v":0},0,{"$f":"(IF($F7>0,(IF($CC7=\"AD-05-5400\",'Battery Consumption'!$E$5,IF($CC7=\"AD-05-5410\",'Battery Consumption'!$E$6,IF($CC7=\"AD-05-5405\",'Battery Consumption'!$E$7,IF($CC7=\"AD-05-5415\",'Battery Consumption'!$E$8,IF($CC7=\"AD-05-5425\",'Battery Consumption'!$E$9,IF($CC7=\"AD-05-5420\",'Battery Consumption'!$E$10,IF($CC7=\"AD-05-5430\",'Battery Consumption'!$E$11,IF($CC7=\"AD-05-5440\",'Battery Consumption'!$E$12,IF($CC7=\"AD-05-5435\",'Battery Consumption'!$E$13,IF($CC7=\"AD-05-5445\",'Battery Consumption'!$E$14,IF($CC7=\"AD-05-5455\",'Battery Consumption'!$E$15,IF($CC7=\"AD-05-5450\",'Battery Consumption'!$E$16,IF($CC7=\"AD-05-5460\",'Battery Consumption'!$E$17,IF($CC7=\"AD-05-5465\",'Battery Consumption'!$E$18,IF($CC7=\"AD-05-5470\",'Battery Consumption'!$E$19,IF($CC7=\"AD-05-5401\",'Battery Consumption'!$E$20,IF($CC7=\"AD-05-5413\",'Battery Consumption'!$E$21,IF($CC7=\"AD-05-5406\",'Battery Consumption'!$E$22,IF($CC7=\"AD-05-5416\",'Battery Consumption'!$E$23,IF($CC7=\"AD-05-5426\",'Battery Consumption'!$E$24,IF($CC7=\"AD-05-5421\",'Battery Consumption'!$E$25,IF($CC7=\"AD-05-5432\",'Battery Consumption'!$E$26,IF($CC7=\"AD-05-5441\",'Battery Consumption'!$E$27,IF($CC7=\"AD-05-5437\",'Battery Consumption'!$E$28,IF($CC7=\"AD-05-5446\",'Battery Consumption'!$E$29,IF($CC7=\"AD-05-5456\",'Battery Consumption'!$E$30,IF($CC7=\"AD-05-5451\",'Battery Consumption'!$E$31,IF($CC7=\"AD-05-5461\",'Battery Consumption'!$E$32,IF($CC7=\"AD-05-5471\",'Battery Consumption'!$E$33,IF($CC7=\"AD-05-5466\",'Battery Consumption'!$E$34,0))))))))))))))))))))))))))))))),0))","v":0},0,0,{"$f":"IF($F7>0,(IF($CH7<12,Reference!$J$259,IF($CH7<24,Reference!$J$260,IF($CH7<65,Reference!$J$260,\"Get your own\")))),0)","v":0},{"$f":"IF($F7>0,(IF($CH7<12,Reference!$F$259,IF($CH7<24,Reference!$F$260,IF($CH7<65,Reference!$F$260,\"Get your own\")))),0)","v":0},{"$f":"IF($F7>0,(IF($CH7<12,Reference!$H$259,IF($CH7<24,Reference!$H$260,IF($CH7<65,Reference!$H$260,\"Get your own\")))),0)","v":0},null,null,null,"VEP-A00-P-1P","VEP-A00 ,1 Pipes-Max 4(Common), LED Display",{"$f":"SUMIF($B$5:$B$44,CO7, $F$5:$F$44)","v":0}]
[{"$f":"+A7+1","v":4},null,null,0,{"$f":"IF(B8=\"VEP-A00-1P\",+Reference!$C$15,IF(B8=\"VEP-A00-P-1P\",+Reference!$C$16,IF(B8=\"VEP-A00-P-2P\",+Reference!$C$17,IF(B8=\"VEP-A00-P-3P\",+Reference!$C$18,IF(B8=\"VEP-A00-P-4P\",+Reference!$C$19,IF(B8=\"VES-A00-P-1P\",+Reference!$C$20,IF(B8=\"VES-A00-P-2P\",+Reference!$C$21,IF(B8=\"VES-A00-P-3P\",+Reference!$C$22,IF(B8=\"VES-A00-P-4P\",+Reference!$C$23,IF(B8=\"VEU-A00-P-1P\",+Reference!$C$24,IF(B8=\"VEU-A00-P-2P\",+Reference!$C$25,IF(B8=\"VEU-A00-P-3P\",+Reference!$C$26,IF(B8=\"VEU-A00-P-4P\",+Reference!$C$27,IF(B8=\"To Select\",\"Pending\",0))))))))))))))","v":0},null,0,null,0,0,0,null,null,"VEP-P-3P=4",0,0,0,0,0,0,0,0,0,0,0,0,0,0,null,{"$f":"IF($A$2=\"UL\",(IF($AN8=1,(IF(AND($W8=1, $V8=1),Reference!$C$56,IF(AND($X8=1, $V8=1),Reference!$C$59,IF(AND($Y8=1, $V8=1),Reference!$C$57,IF(AND($W8=1, $V8=2),Reference!$C$57,IF(AND($X8=1, $V8=2),Reference!$C$60,IF(AND($Y8=1, $V8=2),Reference!$C$63,IF(AND($W8=1, $V8=3),Reference!$C$58,IF(AND($X8=1, $V8=3),Reference!$C$61,IF(AND($Y8=1, $V8=3),Reference!$C$64,0)))))))))),(IF($V8=0,0,IF($V8=1,Reference!$C$53,IF($V8=2,Reference!$C$54,IF($V8=3,Reference!$C$55,0))))))),(IF($AN8=1,(IF(AND($W8=1, $V8=1),Reference!$C$41,IF(AND($X8=1, $V8=1),Reference!$C$44,IF(AND($Y8=1, $V8=1),Reference!$C$42,IF(AND($W8=1, $V8=2),Reference!$C$42,IF(AND($X8=1, $V8=2),Reference!$C$45,IF(AND($Y8=1, $V8=2),Reference!$C$48,IF(AND($W8=1, $V8=3),Reference!$C$43,IF(AND($X8=1, $V8=3),Reference!$C$46,IF(AND($Y8=1, $V8=3),Reference!$C$49,0)))))))))),(IF($V8=0,0,IF($V8=1,Reference!$C$38,IF($V8=2,Reference!$C$39,IF($V8=3,Reference!$C$40,0))))))))","v":0},{"$f":"IF($A$2=\"UL\",(IF($AN8=1,(IF(AND($W8=1, $V8=1),Reference!$B$56,IF(AND($X8=1, $V8=1),Reference!$B$59,IF(AND($Y8=1, $V8=1),Reference!$B$57,IF(AND($W8=1, $V8=2),Reference!$B$57,IF(AND($X8=1, $V8=2),Reference!$B$60,IF(AND($Y8=1, $V8=2),Reference!$B$63,IF(AND($W8=1, $V8=3),Reference!$B$58,IF(AND($X8=1, $V8=3),Reference!$B$61,IF(AND($Y8=1, $V8=3),Reference!$B$64,0)))))))))),(IF($V8=0,0,IF($V8=1,Reference!$B$53,IF($V8=2,Reference!$B$54,IF($V8=3,Reference!$B$55,0))))))),(IF($AN8=1,(IF(AND($W8=1, $V8=1),Reference!$B$41,IF(AND($X8=1, $V8=1),Reference!$B$44,IF(AND($Y8=1, $V8=1),Reference!$B$42,IF(AND($W8=1, $V8=2),Reference!$B$42,IF(AND($X8=1, $V8=2),Reference!$B$45,IF(AND($Y8=1, $V8=2),Reference!$B$48,IF(AND($W8=1, $V8=3),Reference!$B$43,IF(AND($X8=1, $V8=3),Reference!$B$46,IF(AND($Y8=1, $V8=3),Reference!$B$49,0)))))))))),(IF($V8=0,0,IF($V8=1,Reference!$B$38,IF($V8=2,Reference!$B$39,IF($V8=3,Reference!$B$40,0))))))))","v":0},0,{"$f":"IF($AN8=1,(IF(AND($W8=1, $V8=1),Reference!$G$41,IF(AND($X8=1, $V8=1),Reference!$G$44,IF(AND($Y8=1, $V8=1),Reference!$G$42,IF(AND($W8=1, $V8=2),Reference!$G$42,IF(AND($X8=1, $V8=2),Reference!$G$45,IF(AND($Y8=1, $V8=2),Reference!$G$48,IF(AND($W8=1, $V8=3),Reference!$G$43,IF(AND($X8=1, $V8=3),Reference!$G$46,IF(AND($Y8=1, $V8=3),Reference!$G$49,0)))))))))),(IF($V8=0,0,IF($V8=1,Reference!$G$38,IF($V8=2,Reference!$G$39,IF($V8=3,Reference!$G$40,))))))","v":0},0,0,0,0,0,0,0,0,null,null,0,null,0,null,null,null,null,null,0,null,{"$f":"IF($A$2=\"UL\",(IF($Z8=1,(IF($C8=\"Standard\",(IF(OR($D8=\"VEP1\",$D8=\"VEP2\"),Reference!$B$140,IF(OR($D8=\"VES1\",$D8=\"VES2\"),Reference!$B$140,IF(OR($D8=\"VEU1\",$D8=\"VEU2\"),Reference!$B$141,0)))),IF($C8=\"Silent\",(IF(OR($D8=\"VEP1\",$D8=\"VEP2\"),Reference!$B$140,IF(OR($D8=\"VES1\",$D8=\"VES2\"),Reference!$B$140,IF(OR($D8=\"VEU1\",$D8=\"VEU2\"),Reference!$B$141,0)))),IF($C8=\"Freeze\",(IF(OR($D8=\"VEP1\",$D8=\"VEP2\"),Reference!$B$143,IF(OR($D8=\"VES1\",$D8=\"VES2\"),Reference!$B$143,IF(OR($D8=\"VEU1\",$D8=\"VEU2\"),Reference!$B$144,0)))),0)))),(IF($C8=\"Standard\",(IF(OR($D8=\"VEP1\",$D8=\"VEP2\"),Reference!$B$122,IF(OR($D8=\"VES1\",$D8=\"VES2\"),Reference!$B$122,IF(OR($D8=\"VEU1\",$D8=\"VEU2\"),Reference!$B$123,0)))),IF($C8=\"Silent\",(IF(OR($D8=\"VEP1\",$D8=\"VEP2\"),Reference!$B$122,IF(OR($D8=\"VES1\",$D8=\"VES2\"),Reference!$B$122,IF(OR($D8=\"VEU1\",$D8=\"VEU2\"),Reference!$B$123,0)))),IF($C8=\"Freeze\",(IF(OR($D8=\"VEP1\",$D8=\"VEP2\"),Reference!$B$140,IF(OR($D8=\"VES1\",$D8=\"VES2\"),Reference!$B$140,IF(OR($D8=\"VEU1\",$D8=\"VEU2\"),Reference!$B$141,0)))),0)))))),(IF($Z8=1,(IF($C8=\"Standard\",(IF(OR($D8=\"VEP1\",$D8=\"VEP2\"),Reference!$B$109,IF(OR($D8=\"VES1\",$D8=\"VES2\"),Reference!$B$110,IF(OR($D8=\"VEU1\",$D8=\"VEU2\"),Reference!$B$111,0)))),IF($C8=\"Silent\",(IF(OR($D8=\"VEP1\",$D8=\"VEP2\"),Reference!$B$109,IF(OR($D8=\"VES1\",$D8=\"VES2\"),Reference!$B$110,IF(OR($D8=\"VEU1\",$D8=\"VEU2\"),Reference!$B$111,0)))),IF($C8=\"Freeze\",(IF(OR($D8=\"VEP1\",$D8=\"VEP2\"),Reference!$B$112,IF(OR($D8=\"VES1\",$D8=\"VES2\"),Reference!$B$113,IF(OR($D8=\"VEU1\",$D8=\"VEU2\"),Reference!$B$114,0)))),0)))),(IF($C8=\"Standard\",(IF(OR($D8=\"VEP1\",$D8=\"VEP2\"),Reference!$B$91,IF(OR($D8=\"VES1\",$D8=\"VES2\"),Reference!$B$92,IF(OR($D8=\"VEU1\",$D8=\"VEU2\"),Reference!$B$93,0)))),IF($C8=\"Silent\",(IF(OR($D8=\"VEP1\",$D8=\"VEP2\"),Reference!$B$91,IF(OR($D8=\"VES1\",$D8=\"VES2\"),Reference!$B$92,IF(OR($D8=\"VEU1\",$D8=\"VEU2\"),Reference!$B$93,0)))),IF($C8=\"Freeze\",(IF(OR($D8=\"VEP1\",$D8=\"VEP2\"),Reference!$B$94,IF(OR($D8=\"VES1\",$D8=\"VES2\"),Reference!$B$95,IF(OR($D8=\"VEU1\",$D8=\"VEU2\"),Reference!$B$96,0)))),0)))))))","v":0},0,{"$f":"IF($A$2=\"UL\",(IF($Z8=1,(IF($C8=\"Standard\",(IF(OR($D8=\"VEP1\",$D8=\"VEP2\"),Reference!$C$140,IF(OR($D8=\"VES1\",$D8=\"VES2\"),Reference!$C$140,IF(OR($D8=\"VEU1\",$D8=\"VEU2\"),Reference!$C$141,0)))),IF($C8=\"Silent\",(IF(OR($D8=\"VEP1\",$D8=\"VEP2\"),Reference!$C$140,IF(OR($D8=\"VES1\",$D8=\"VES2\"),Reference!$C$140,IF(OR($D8=\"VEU1\",$D8=\"VEU2\"),Reference!$C$141,0)))),IF($C8=\"Freeze\",(IF(OR($D8=\"VEP1\",$D8=\"VEP2\"),Reference!$C$143,IF(OR($D8=\"VES1\",$D8=\"VES2\"),Reference!$C$143,IF(OR($D8=\"VEU1\",$D8=\"VEU2\"),Reference!$C$144,0)))),0)))),(IF($C8=\"Standard\",(IF(OR($D8=\"VEP1\",$D8=\"VEP2\"),Reference!$C$122,IF(OR($D8=\"VES1\",$D8=\"VES2\"),Reference!$C$122,IF(OR($D8=\"VEU1\",$D8=\"VEU2\"),Reference!$C$123,0)))),IF($C8=\"Silent\",(IF(OR($D8=\"VEP1\",$D8=\"VEP2\"),Reference!$C$122,IF(OR($D8=\"VES1\",$D8=\"VES2\"),Reference!$C$122,IF(OR($D8=\"VEU1\",$D8=\"VEU2\"),Reference!$C$123,0)))),IF($C8=\"Freeze\",(IF(OR($D8=\"VEP1\",$D8=\"VEP2\"),Reference!$C$140,IF(OR($D8=\"VES1\",$D8=\"VES2\"),Reference!$C$140,IF(OR($D8=\"VEU1\",$D8=\"VEU2\"),Reference!$C$141,0)))),0)))))),(IF($Z8=1,(IF($C8=\"Standard\",(IF(OR($D8=\"VEP1\",$D8=\"VEP2\"),Reference!$C$109,IF(OR($D8=\"VES1\",$D8=\"VES2\"),Reference!$C$110,IF(OR($D8=\"VEU1\",$D8=\"VEU2\"),Reference!$C$111,0)))),IF($C8=\"Silent\",(IF(OR($D8=\"VEP1\",$D8=\"VEP2\"),Reference!$C$109,IF(OR($D8=\"VES1\",$D8=\"VES2\"),Reference!$C$110,IF(OR($D8=\"VEU1\",$D8=\"VEU2\"),Reference!$C$111,0)))),IF($C8=\"Freeze\",(IF(OR($D8=\"VEP1\",$D8=\"VEP2\"),Reference!$C$112,IF(OR($D8=\"VES1\",$D8=\"VES2\"),Reference!$C$113,IF(OR($D8=\"VEU1\",$D8=\"VEU2\"),Reference!$C$114,0)))),0)))),(IF($C8=\"Standard\",(IF(OR($D8=\"VEP1\",$D8=\"VEP2\"),Reference!$C$91,IF(OR($D8=\"VES1\",$D8=\"VES2\"),Reference!$C$92,IF(OR($D8=\"VEU1\",$D8=\"VEU2\"),Reference!$C$93,0)))),IF($C8=\"Silent\",(IF(OR($D8=\"VEP1\",$D8=\"VEP2\"),Reference!$C$91,IF(OR($D8=\"VES1\",$D8=\"VES2\"),Reference!$C$92,IF(OR($D8=\"VEU1\",$D8=\"VEU2\"),Reference!$C$93,0)))),IF($C8=\"Freeze\",(IF(OR($D8=\"VEP1\",$D8=\"VEP2\"),Reference!$C$94,IF(OR($D8=\"VES1\",$D8=\"VES2\"),Reference!$C$95,IF(OR($D8=\"VEU1\",$D8=\"VEU2\"),Reference!$C$96,0)))),0)))))))","v":0},{"$f":"IF($A$2=\"UL\",(IF($Z8=1,(IF($C8=\"Standard\",(IF(OR($D8=\"VEP1\",$D8=\"VEP2\"),Reference!$D$140,IF(OR($D8=\"VES1\",$D8=\"VES2\"),Reference!$D$140,IF(OR($D8=\"VEU1\",$D8=\"VEU2\"),Reference!$D$141,0)))),IF($C8=\"Silent\",(IF(OR($D8=\"VEP1\",$D8=\"VEP2\"),Reference!$D$140,IF(OR($D8=\"VES1\",$D8=\"VES2\"),Reference!$D$140,IF(OR($D8=\"VEU1\",$D8=\"VEU2\"),Reference!$D$141,0)))),IF($C8=\"Freeze\",(IF(OR($D8=\"VEP1\",$D8=\"VEP2\"),Reference!$D$143,IF(OR($D8=\"VES1\",$D8=\"VES2\"),Reference!$D$143,IF(OR($D8=\"VEU1\",$D8=\"VEU2\"),Reference!$D$144,0)))),0)))),(IF($C8=\"Standard\",(IF(OR($D8=\"VEP1\",$D8=\"VEP2\"),Reference!$D$122,IF(OR($D8=\"VES1\",$D8=\"VES2\"),Reference!$D$122,IF(OR($D8=\"VEU1\",$D8=\"VEU2\"),Reference!$D$123,0)))),IF($C8=\"Silent\",(IF(OR($D8=\"VEP1\",$D8=\"VEP2\"),Reference!$D$122,IF(OR($D8=\"VES1\",$D8=\"VES2\"),Reference!$D$122,IF(OR($D8=\"VEU1\",$D8=\"VEU2\"),Reference!$D$123,0)))),IF($C8=\"Freeze\",(IF(OR($D8=\"VEP1\",$D8=\"VEP2\"),Reference!$D$140,IF(OR($D8=\"VES1\",$D8=\"VES2\"),Reference!$D$140,IF(OR($D8=\"VEU1\",$D8=\"VEU2\"),Reference!$D$141,0)))),0)))))),(IF($Z8=1,(IF($C8=\"Standard\",(IF(OR($D8=\"VEP1\",$D8=\"VEP2\"),Reference!$D$109,IF(OR($D8=\"VES1\",$D8=\"VES2\"),Reference!$D$110,IF(OR($D8=\"VEU1\",$D8=\"VEU2\"),Reference!$D$111,0)))),IF($C8=\"Silent\",(IF(OR($D8=\"VEP1\",$D8=\"VEP2\"),Reference!$D$109,IF(OR($D8=\"VES1\",$D8=\"VES2\"),Reference!$D$110,IF(OR($D8=\"VEU1\",$D8=\"VEU2\"),Reference!$D$111,0)))),IF($C8=\"Freeze\",(IF(OR($D8=\"VEP1\",$D8=\"VEP2\"),Reference!$D$112,IF(OR($D8=\"VES1\",$D8=\"VES2\"),Reference!$D$113,IF(OR($D8=\"VEU1\",$D8=\"VEU2\"),Reference!$D$114,0)))),0)))),(IF($C8=\"Standard\",(IF(OR($D8=\"VEP1\",$D8=\"VEP2\"),Reference!$D$91,IF(OR($D8=\"VES1\",$D8=\"VES2\"),Reference!$D$92,IF(OR($D8=\"VEU1\",$D8=\"VEU2\"),Reference!$D$93,0)))),IF($C8=\"Silent\",(IF(OR($D8=\"VEP1\",$D8=\"VEP2\"),Reference!$D$91,IF(OR($D8=\"VES1\",$D8=\"VES2\"),Reference!$D$92,IF(OR($D8=\"VEU1\",$D8=\"VEU2\"),Reference!$D$93,0)))),IF($C8=\"Freeze\",(IF(OR($D8=\"VEP1\",$D8=\"VEP2\"),Reference!$D$94,IF(OR($D8=\"VES1\",$D8=\"VES2\"),Reference!$D$95,IF(OR($D8=\"VEU1\",$D8=\"VEU2\"),Reference!$D$96,0)))),0)))))))","v":0},0,0,0,null,"No",0,0,0,0,{"$f":"IF(B8>0,(IF($BL8=1,IF($BN8=3,Reference!$C$194,IF($BN8=4,Reference!$C$196,IF($BN8=5,Reference!$C$198,0))),IF($BL8=2,IF($BN8=4,Reference!$C$195,IF($BN8=5,Reference!$C$197,IF($BN8=6,Reference!$C$199,0)))))),0)","v":0},{"$f":"IF(B8>0,(IF($BL8=1,IF($BN8=3,Reference!$D$194,IF($BN8=4,Reference!$D$196,IF($BN8=5,Reference!$D$198,0))),IF($BL8=2,IF($BN8=4,Reference!$D$195,IF($BN8=5,Reference!$D$197,IF($BN8=6,Reference!$D$199,0)))))),0)","v":0},{"$f":"IF(B8>0,(IF($BL8=1,IF($BN8=3,Reference!$E$194,IF($BN8=4,Reference!$E$196,IF($BN8=5,Reference!$E$198,0))),IF($BL8=2,IF($BN8=4,Reference!$E$195,IF($BN8=5,Reference!$E$197,IF($BN8=6,Reference!$E$199,0)))))),0)","v":0},0,0,null,{"$f":"IF($BS8=1,(IF($BT8=\"NU2\",Reference!$B$221,IF($BT8=\"NU2D\",Reference!$B$222,IF($BT8=\"NU5N\",Reference!$B$223,IF($BT8=\"NU5DN\",Reference!$B$224,IF($BT8=\"NU5DOData\",Reference!$B$225,IF($BT8=\"NU5DOFD\",Reference!$B$227,IF($BT8=\"NU5DF\",Reference!$B$226,\"\")))))))),0)","v":0},{"$f":"IF($BS8=1,(IF($BT8=\"NU2\",Reference!$D$221,IF($BT8=\"NU2D\",Reference!$D$222,IF($BT8=\"NU5N\",Reference!$D$223,IF($BT8=\"NU5DN\",Reference!$D$224,IF($BT8=\"NU5DOData\",Reference!$D$225,IF($BT8=\"NU5DOFD\",Reference!$D$227,IF($BT8=\"NU5DF\",Reference!$D$226,\"\")))))))),0)","v":0},{"$f":"IF($BS8=1,(IF($BT8=\"NU2\",Reference!$E$221,IF($BT8=\"NU2D\",Reference!$E$222,IF($BT8=\"NU5N\",Reference!$E$223,IF($BT8=\"NU5DN\",Reference!$E$224,IF($BT8=\"NU5DOData\",Reference!$E$225,IF($BT8=\"NU5DOFD\",Reference!$E$227,IF($BT8=\"NU5DF\",Reference!$E$226,\"\")))))))),0)","v":0},null,null,{"$f":"IF($BY8=\"AD-10-1960\",Reference!$G$232,IF($BY8=\"AD-10-1963\",Reference!$G$233,IF($BY8=\"AD-10-1966\",Reference!$G$237,IF($BY8=\"AD-10-1975\",Reference!$G$237,IF($BY8=\"AD-10-1980\",Reference!$G$238,\"\")))))","v":""},{"$f":"IF($BY8=\"AD-10-1960\",Reference!$F$232,IF($BY8=\"AD-10-1963\",Reference!$F$233,IF($BY8=\"AD-10-1966\",Reference!$F$237,IF($BY8=\"AD-10-1975\",Reference!$F$237,IF($BY8=\"AD-10-1980\",Reference!$F$238,\"\")))))","v":""},{"$f":"IF($BY8=\"AD-10-1960\",Reference!$E$232,IF($BY8=\"AD-10-1963\",Reference!$E$233,IF($BY8=\"AD-10-1966\",Reference!$E$237,IF($BY8=\"AD-10-1975\",Reference!$E$237,IF($BY8=\"AD-10-1980\",Reference!$E$238,\"\")))))","v":""},0,{"$f":"(IF($F8>0,(IF($CC8=\"AD-05-5400\",'Battery Consumption'!$D$5,IF($CC8=\"AD-05-5410\",'Battery Consumption'!$D$6,IF($CC8=\"AD-05-5405\",'Battery Consumption'!$D$7,IF($CC8=\"AD-05-5415\",'Battery Consumption'!$D$8,IF($CC8=\"AD-05-5425\",'Battery Consumption'!$D$9,IF($CC8=\"AD-05-5420\",'Battery Consumption'!$D$10,IF($CC8=\"AD-05-5430\",'Battery Consumption'!$D$11,IF($CC8=\"AD-05-5440\",'Battery Consumption'!$D$12,IF($CC8=\"AD-05-5435\",'Battery Consumption'!$D$13,IF($CC8=\"AD-05-5445\",'Battery Consumption'!$D$14,IF($CC8=\"AD-05-5455\",'Battery Consumption'!$D$15,IF($CC8=\"AD-05-5450\",'Battery Consumption'!$D$16,IF($CC8=\"AD-05-5460\",'Battery Consumption'!$D$17,IF($CC8=\"AD-05-5465\",'Battery Consumption'!$D$18,IF($CC8=\"AD-05-5470\",'Battery Consumption'!$D$19,IF($CC8=\"AD-05-5401\",'Battery Consumption'!$D$20,IF($CC8=\"AD-05-5413\",'Battery Consumption'!$D$21,IF($CC8=\"AD-05-5406\",'Battery Consumption'!$D$22,IF($CC8=\"AD-05-5416\",'Battery Consumption'!$D$23,IF($CC8=\"AD-05-5426\",'Battery Consumption'!$D$24,IF($CC8=\"AD-05-5421\",'Battery Consumption'!$D$25,IF($CC8=\"AD-05-5432\",'Battery Consumption'!$D$26,IF($CC8=\"AD-05-5441\",'Battery Consumption'!$D$27,IF($CC8=\"AD-05-5437\",'Battery Consumption'!$D$28,IF($CC8=\"AD-05-5446\",'Battery Consumption'!$D$29,IF($CC8=\"AD-05-5456\",'Battery Consumption'!$D$30,IF($CC8=\"AD-05-5451\",'Battery Consumption'!$D$31,IF($CC8=\"AD-05-5461\",'Battery Consumption'!$D$32,IF($CC8=\"AD-05-5471\",'Battery Consumption'!$D$33,IF($CC8=\"AD-05-5466\",'Battery Consumption'!$D$34,0))))))))))))))))))))))))))))))),0))","v":0},0,{"$f":"(IF($F8>0,(IF($CC8=\"AD-05-5400\",'Battery Consumption'!$E$5,IF($CC8=\"AD-05-5410\",'Battery Consumption'!$E$6,IF($CC8=\"AD-05-5405\",'Battery Consumption'!$E$7,IF($CC8=\"AD-05-5415\",'Battery Consumption'!$E$8,IF($CC8=\"AD-05-5425\",'Battery Consumption'!$E$9,IF($CC8=\"AD-05-5420\",'Battery Consumption'!$E$10,IF($CC8=\"AD-05-5430\",'Battery Consumption'!$E$11,IF($CC8=\"AD-05-5440\",'Battery Consumption'!$E$12,IF($CC8=\"AD-05-5435\",'Battery Consumption'!$E$13,IF($CC8=\"AD-05-5445\",'Battery Consumption'!$E$14,IF($CC8=\"AD-05-5455\",'Battery Consumption'!$E$15,IF($CC8=\"AD-05-5450\",'Battery Consumption'!$E$16,IF($CC8=\"AD-05-5460\",'Battery Consumption'!$E$17,IF($CC8=\"AD-05-5465\",'Battery Consumption'!$E$18,IF($CC8=\"AD-05-5470\",'Battery Consumption'!$E$19,IF($CC8=\"AD-05-5401\",'Battery Consumption'!$E$20,IF($CC8=\"AD-05-5413\",'Battery Consumption'!$E$21,IF($CC8=\"AD-05-5406\",'Battery Consumption'!$E$22,IF($CC8=\"AD-05-5416\",'Battery Consumption'!$E$23,IF($CC8=\"AD-05-5426\",'Battery Consumption'!$E$24,IF($CC8=\"AD-05-5421\",'Battery Consumption'!$E$25,IF($CC8=\"AD-05-5432\",'Battery Consumption'!$E$26,IF($CC8=\"AD-05-5441\",'Battery Consumption'!$E$27,IF($CC8=\"AD-05-5437\",'Battery Consumption'!$E$28,IF($CC8=\"AD-05-5446\",'Battery Consumption'!$E$29,IF($CC8=\"AD-05-5456\",'Battery Consumption'!$E$30,IF($CC8=\"AD-05-5451\",'Battery Consumption'!$E$31,IF($CC8=\"AD-05-5461\",'Battery Consumption'!$E$32,IF($CC8=\"AD-05-5471\",'Battery Consumption'!$E$33,IF($CC8=\"AD-05-5466\",'Battery Consumption'!$E$34,0))))))))))))))))))))))))))))))),0))","v":0},0,0,{"$f":"IF($F8>0,(IF($CH8<12,Reference!$J$259,IF($CH8<24,Reference!$J$260,IF($CH8<65,Reference!$J$260,\"Get your own\")))),0)","v":0},{"$f":"IF($F8>0,(IF($CH8<12,Reference!$F$259,IF($CH8<24,Reference!$F$260,IF($CH8<65,Reference!$F$260,\"Get your own\")))),0)","v":0},{"$f":"IF($F8>0,(IF($CH8<12,Reference!$H$259,IF($CH8<24,Reference!$H$260,IF($CH8<65,Reference!$H$260,\"Get your own\")))),0)","v":0},null,null,null,"VEP-A00-P-2P","VEP-A00, 2 PipesCommon),Max 4(Common), LED Display",1]
[{"$f":"+A8+1","v":5},null,null,0,{"$f":"IF(B9=\"VEP-A00-1P\",+Reference!$C$15,IF(B9=\"VEP-A00-P-1P\",+Reference!$C$16,IF(B9=\"VEP-A00-P-2P\",+Reference!$C$17,IF(B9=\"VEP-A00-P-3P\",+Reference!$C$18,IF(B9=\"VEP-A00-P-4P\",+Reference!$C$19,IF(B9=\"VES-A00-P-1P\",+Reference!$C$20,IF(B9=\"VES-A00-P-2P\",+Reference!$C$21,IF(B9=\"VES-A00-P-3P\",+Reference!$C$22,IF(B9=\"VES-A00-P-4P\",+Reference!$C$23,IF(B9=\"VEU-A00-P-1P\",+Reference!$C$24,IF(B9=\"VEU-A00-P-2P\",+Reference!$C$25,IF(B9=\"VEU-A00-P-3P\",+Reference!$C$26,IF(B9=\"VEU-A00-P-4P\",+Reference!$C$27,IF(B9=\"To Select\",\"Pending\",0))))))))))))))","v":0},null,0,null,0,0,0,null,null,"VEP-P-4P=5",0,0,0,0,0,0,0,0,0,0,0,0,0,0,null,{"$f":"IF($A$2=\"UL\",(IF($AN9=1,(IF(AND($W9=1, $V9=1),Reference!$C$56,IF(AND($X9=1, $V9=1),Reference!$C$59,IF(AND($Y9=1, $V9=1),Reference!$C$57,IF(AND($W9=1, $V9=2),Reference!$C$57,IF(AND($X9=1, $V9=2),Reference!$C$60,IF(AND($Y9=1, $V9=2),Reference!$C$63,IF(AND($W9=1, $V9=3),Reference!$C$58,IF(AND($X9=1, $V9=3),Reference!$C$61,IF(AND($Y9=1, $V9=3),Reference!$C$64,0)))))))))),(IF($V9=0,0,IF($V9=1,Reference!$C$53,IF($V9=2,Reference!$C$54,IF($V9=3,Reference!$C$55,0))))))),(IF($AN9=1,(IF(AND($W9=1, $V9=1),Reference!$C$41,IF(AND($X9=1, $V9=1),Reference!$C$44,IF(AND($Y9=1, $V9=1),Reference!$C$42,IF(AND($W9=1, $V9=2),Reference!$C$42,IF(AND($X9=1, $V9=2),Reference!$C$45,IF(AND($Y9=1, $V9=2),Reference!$C$48,IF(AND($W9=1, $V9=3),Reference!$C$43,IF(AND($X9=1, $V9=3),Reference!$C$46,IF(AND($Y9=1, $V9=3),Reference!$C$49,0)))))))))),(IF($V9=0,0,IF($V9=1,Reference!$C$38,IF($V9=2,Reference!$C$39,IF($V9=3,Reference!$C$40,0))))))))","v":0},{"$f":"IF($A$2=\"UL\",(IF($AN9=1,(IF(AND($W9=1, $V9=1),Reference!$B$56,IF(AND($X9=1, $V9=1),Reference!$B$59,IF(AND($Y9=1, $V9=1),Reference!$B$57,IF(AND($W9=1, $V9=2),Reference!$B$57,IF(AND($X9=1, $V9=2),Reference!$B$60,IF(AND($Y9=1, $V9=2),Reference!$B$63,IF(AND($W9=1, $V9=3),Reference!$B$58,IF(AND($X9=1, $V9=3),Reference!$B$61,IF(AND($Y9=1, $V9=3),Reference!$B$64,0)))))))))),(IF($V9=0,0,IF($V9=1,Reference!$B$53,IF($V9=2,Reference!$B$54,IF($V9=3,Reference!$B$55,0))))))),(IF($AN9=1,(IF(AND($W9=1, $V9=1),Reference!$B$41,IF(AND($X9=1, $V9=1),Reference!$B$44,IF(AND($Y9=1, $V9=1),Reference!$B$42,IF(AND($W9=1, $V9=2),Reference!$B$42,IF(AND($X9=1, $V9=2),Reference!$B$45,IF(AND($Y9=1, $V9=2),Reference!$B$48,IF(AND($W9=1, $V9=3),Reference!$B$43,IF(AND($X9=1, $V9=3),Reference!$B$46,IF(AND($Y9=1, $V9=3),Reference!$B$49,0)))))))))),(IF($V9=0,0,IF($V9=1,Reference!$B$38,IF($V9=2,Reference!$B$39,IF($V9=3,Reference!$B$40,0))))))))","v":0},0,{"$f":"IF($AN9=1,(IF(AND($W9=1, $V9=1),Reference!$G$41,IF(AND($X9=1, $V9=1),Reference!$G$44,IF(AND($Y9=1, $V9=1),Reference!$G$42,IF(AND($W9=1, $V9=2),Reference!$G$42,IF(AND($X9=1, $V9=2),Reference!$G$45,IF(AND($Y9=1, $V9=2),Reference!$G$48,IF(AND($W9=1, $V9=3),Reference!$G$43,IF(AND($X9=1, $V9=3),Reference!$G$46,IF(AND($Y9=1, $V9=3),Reference!$G$49,0)))))))))),(IF($V9=0,0,IF($V9=1,Reference!$G$38,IF($V9=2,Reference!$G$39,IF($V9=3,Reference!$G$40,))))))","v":0},0,0,0,0,0,0,0,0,null,null,0,null,0,null,null,null,null,null,0,null,{"$f":"IF($A$2=\"UL\",(IF($Z9=1,(IF($C9=\"Standard\",(IF(OR($D9=\"VEP1\",$D9=\"VEP2\"),Reference!$B$140,IF(OR($D9=\"VES1\",$D9=\"VES2\"),Reference!$B$140,IF(OR($D9=\"VEU1\",$D9=\"VEU2\"),Reference!$B$141,0)))),IF($C9=\"Silent\",(IF(OR($D9=\"VEP1\",$D9=\"VEP2\"),Reference!$B$140,IF(OR($D9=\"VES1\",$D9=\"VES2\"),Reference!$B$140,IF(OR($D9=\"VEU1\",$D9=\"VEU2\"),Reference!$B$141,0)))),IF($C9=\"Freeze\",(IF(OR($D9=\"VEP1\",$D9=\"VEP2\"),Reference!$B$143,IF(OR($D9=\"VES1\",$D9=\"VES2\"),Reference!$B$143,IF(OR($D9=\"VEU1\",$D9=\"VEU2\"),Reference!$B$144,0)))),0)))),(IF($C9=\"Standard\",(IF(OR($D9=\"VEP1\",$D9=\"VEP2\"),Reference!$B$122,IF(OR($D9=\"VES1\",$D9=\"VES2\"),Reference!$B$122,IF(OR($D9=\"VEU1\",$D9=\"VEU2\"),Reference!$B$123,0)))),IF($C9=\"Silent\",(IF(OR($D9=\"VEP1\",$D9=\"VEP2\"),Reference!$B$122,IF(OR($D9=\"VES1\",$D9=\"VES2\"),Reference!$B$122,IF(OR($D9=\"VEU1\",$D9=\"VEU2\"),Reference!$B$123,0)))),IF($C9=\"Freeze\",(IF(OR($D9=\"VEP1\",$D9=\"VEP2\"),Reference!$B$140,IF(OR($D9=\"VES1\",$D9=\"VES2\"),Reference!$B$140,IF(OR($D9=\"VEU1\",$D9=\"VEU2\"),Reference!$B$141,0)))),0)))))),(IF($Z9=1,(IF($C9=\"Standard\",(IF(OR($D9=\"VEP1\",$D9=\"VEP2\"),Reference!$B$109,IF(OR($D9=\"VES1\",$D9=\"VES2\"),Reference!$B$110,IF(OR($D9=\"VEU1\",$D9=\"VEU2\"),Reference!$B$111,0)))),IF($C9=\"Silent\",(IF(OR($D9=\"VEP1\",$D9=\"VEP2\"),Reference!$B$109,IF(OR($D9=\"VES1\",$D9=\"VES2\"),Reference!$B$110,IF(OR($D9=\"VEU1\",$D9=\"VEU2\"),Reference!$B$111,0)))),IF($C9=\"Freeze\",(IF(OR($D9=\"VEP1\",$D9=\"VEP2\"),Reference!$B$112,IF(OR($D9=\"VES1\",$D9=\"VES2\"),Reference!$B$113,IF(OR($D9=\"VEU1\",$D9=\"VEU2\"),Reference!$B$114,0)))),0)))),(IF($C9=\"Standard\",(IF(OR($D9=\"VEP1\",$D9=\"VEP2\"),Reference!$B$91,IF(OR($D9=\"VES1\",$D9=\"VES2\"),Reference!$B$92,IF(OR($D9=\"VEU1\",$D9=\"VEU2\"),Reference!$B$93,0)))),IF($C9=\"Silent\",(IF(OR($D9=\"VEP1\",$D9=\"VEP2\"),Reference!$B$91,IF(OR($D9=\"VES1\",$D9=\"VES2\"),Reference!$B$92,IF(OR($D9=\"VEU1\",$D9=\"VEU2\"),Reference!$B$93,0)))),IF($C9=\"Freeze\",(IF(OR($D9=\"VEP1\",$D9=\"VEP2\"),Reference!$B$94,IF(OR($D9=\"VES1\",$D9=\"VES2\"),Reference!$B$95,IF(OR($D9=\"VEU1\",$D9=\"VEU2\"),Reference!$B$96,0)))),0)))))))","v":0},0,{"$f":"IF($A$2=\"UL\",(IF($Z9=1,(IF($C9=\"Standard\",(IF(OR($D9=\"VEP1\",$D9=\"VEP2\"),Reference!$C$140,IF(OR($D9=\"VES1\",$D9=\"VES2\"),Reference!$C$140,IF(OR($D9=\"VEU1\",$D9=\"VEU2\"),Reference!$C$141,0)))),IF($C9=\"Silent\",(IF(OR($D9=\"VEP1\",$D9=\"VEP2\"),Reference!$C$140,IF(OR($D9=\"VES1\",$D9=\"VES2\"),Reference!$C$140,IF(OR($D9=\"VEU1\",$D9=\"VEU2\"),Reference!$C$141,0)))),IF($C9=\"Freeze\",(IF(OR($D9=\"VEP1\",$D9=\"VEP2\"),Reference!$C$143,IF(OR($D9=\"VES1\",$D9=\"VES2\"),Reference!$C$143,IF(OR($D9=\"VEU1\",$D9=\"VEU2\"),Reference!$C$144,0)))),0)))),(IF($C9=\"Standard\",(IF(OR($D9=\"VEP1\",$D9=\"VEP2\"),Reference!$C$122,IF(OR($D9=\"VES1\",$D9=\"VES2\"),Reference!$C$122,IF(OR($D9=\"VEU1\",$D9=\"VEU2\"),Reference!$C$123,0)))),IF($C9=\"Silent\",(IF(OR($D9=\"VEP1\",$D9=\"VEP2\"),Reference!$C$122,IF(OR($D9=\"VES1\",$D9=\"VES2\"),Reference!$C$122,IF(OR($D9=\"VEU1\",$D9=\"VEU2\"),Reference!$C$123,0)))),IF($C9=\"Freeze\",(IF(OR($D9=\"VEP1\",$D9=\"VEP2\"),Reference!$C$140,IF(OR($D9=\"VES1\",$D9=\"VES2\"),Reference!$C$140,IF(OR($D9=\"VEU1\",$D9=\"VEU2\"),Reference!$C$141,0)))),0)))))),(IF($Z9=1,(IF($C9=\"Standard\",(IF(OR($D9=\"VEP1\",$D9=\"VEP2\"),Reference!$C$109,IF(OR($D9=\"VES1\",$D9=\"VES2\"),Reference!$C$110,IF(OR($D9=\"VEU1\",$D9=\"VEU2\"),Reference!$C$111,0)))),IF($C9=\"Silent\",(IF(OR($D9=\"VEP1\",$D9=\"VEP2\"),Reference!$C$109,IF(OR($D9=\"VES1\",$D9=\"VES2\"),Reference!$C$110,IF(OR($D9=\"VEU1\",$D9=\"VEU2\"),Reference!$C$111,0)))),IF($C9=\"Freeze\",(IF(OR($D9=\"VEP1\",$D9=\"VEP2\"),Reference!$C$112,IF(OR($D9=\"VES1\",$D9=\"VES2\"),Reference!$C$113,IF(OR($D9=\"VEU1\",$D9=\"VEU2\"),Reference!$C$114,0)))),0)))),(IF($C9=\"Standard\",(IF(OR($D9=\"VEP1\",$D9=\"VEP2\"),Reference!$C$91,IF(OR($D9=\"VES1\",$D9=\"VES2\"),Reference!$C$92,IF(OR($D9=\"VEU1\",$D9=\"VEU2\"),Reference!$C$93,0)))),IF($C9=\"Silent\",(IF(OR($D9=\"VEP1\",$D9=\"VEP2\"),Reference!$C$91,IF(OR($D9=\"VES1\",$D9=\"VES2\"),Reference!$C$92,IF(OR($D9=\"VEU1\",$D9=\"VEU2\"),Reference!$C$93,0)))),IF($C9=\"Freeze\",(IF(OR($D9=\"VEP1\",$D9=\"VEP2\"),Reference!$C$94,IF(OR($D9=\"VES1\",$D9=\"VES2\"),Reference!$C$95,IF(OR($D9=\"VEU1\",$D9=\"VEU2\"),Reference!$C$96,0)))),0)))))))","v":0},{"$f":"IF($A$2=\"UL\",(IF($Z9=1,(IF($C9=\"Standard\",(IF(OR($D9=\"VEP1\",$D9=\"VEP2\"),Reference!$D$140,IF(OR($D9=\"VES1\",$D9=\"VES2\"),Reference!$D$140,IF(OR($D9=\"VEU1\",$D9=\"VEU2\"),Reference!$D$141,0)))),IF($C9=\"Silent\",(IF(OR($D9=\"VEP1\",$D9=\"VEP2\"),Reference!$D$140,IF(OR($D9=\"VES1\",$D9=\"VES2\"),Reference!$D$140,IF(OR($D9=\"VEU1\",$D9=\"VEU2\"),Reference!$D$141,0)))),IF($C9=\"Freeze\",(IF(OR($D9=\"VEP1\",$D9=\"VEP2\"),Reference!$D$143,IF(OR($D9=\"VES1\",$D9=\"VES2\"),Reference!$D$143,IF(OR($D9=\"VEU1\",$D9=\"VEU2\"),Reference!$D$144,0)))),0)))),(IF($C9=\"Standard\",(IF(OR($D9=\"VEP1\",$D9=\"VEP2\"),Reference!$D$122,IF(OR($D9=\"VES1\",$D9=\"VES2\"),Reference!$D$122,IF(OR($D9=\"VEU1\",$D9=\"VEU2\"),Reference!$D$123,0)))),IF($C9=\"Silent\",(IF(OR($D9=\"VEP1\",$D9=\"VEP2\"),Reference!$D$122,IF(OR($D9=\"VES1\",$D9=\"VES2\"),Reference!$D$122,IF(OR($D9=\"VEU1\",$D9=\"VEU2\"),Reference!$D$123,0)))),IF($C9=\"Freeze\",(IF(OR($D9=\"VEP1\",$D9=\"VEP2\"),Reference!$D$140,IF(OR($D9=\"VES1\",$D9=\"VES2\"),Reference!$D$140,IF(OR($D9=\"VEU1\",$D9=\"VEU2\"),Reference!$D$141,0)))),0)))))),(IF($Z9=1,(IF($C9=\"Standard\",(IF(OR($D9=\"VEP1\",$D9=\"VEP2\"),Reference!$D$109,IF(OR($D9=\"VES1\",$D9=\"VES2\"),Reference!$D$110,IF(OR($D9=\"VEU1\",$D9=\"VEU2\"),Reference!$D$111,0)))),IF($C9=\"Silent\",(IF(OR($D9=\"VEP1\",$D9=\"VEP2\"),Reference!$D$109,IF(OR($D9=\"VES1\",$D9=\"VES2\"),Reference!$D$110,IF(OR($D9=\"VEU1\",$D9=\"VEU2\"),Reference!$D$111,0)))),IF($C9=\"Freeze\",(IF(OR($D9=\"VEP1\",$D9=\"VEP2\"),Reference!$D$112,IF(OR($D9=\"VES1\",$D9=\"VES2\"),Reference!$D$113,IF(OR($D9=\"VEU1\",$D9=\"VEU2\"),Reference!$D$114,0)))),0)))),(IF($C9=\"Standard\",(IF(OR($D9=\"VEP1\",$D9=\"VEP2\"),Reference!$D$91,IF(OR($D9=\"VES1\",$D9=\"VES2\"),Reference!$D$92,IF(OR($D9=\"VEU1\",$D9=\"VEU2\"),Reference!$D$93,0)))),IF($C9=\"Silent\",(IF(OR($D9=\"VEP1\",$D9=\"VEP2\"),Reference!$D$91,IF(OR($D9=\"VES1\",$D9=\"VES2\"),Reference!$D$92,IF(OR($D9=\"VEU1\",$D9=\"VEU2\"),Reference!$D$93,0)))),IF($C9=\"Freeze\",(IF(OR($D9=\"VEP1\",$D9=\"VEP2\"),Reference!$D$94,IF(OR($D9=\"VES1\",$D9=\"VES2\"),Reference!$D$95,IF(OR($D9=\"VEU1\",$D9=\"VEU2\"),Reference!$D$96,0)))),0)))))))","v":0},0,0,0,null,"No",0,0,0,0,{"$f":"IF(B9>0,(IF($BL9=1,IF($BN9=3,Reference!$C$194,IF($BN9=4,Reference!$C$196,IF($BN9=5,Reference!$C$198,0))),IF($BL9=2,IF($BN9=4,Reference!$C$195,IF($BN9=5,Reference!$C$197,IF($BN9=6,Reference!$C$199,0)))))),0)","v":0},{"$f":"IF(B9>0,(IF($BL9=1,IF($BN9=3,Reference!$D$194,IF($BN9=4,Reference!$D$196,IF($BN9=5,Reference!$D$198,0))),IF($BL9=2,IF($BN9=4,Reference!$D$195,IF($BN9=5,Reference!$D$197,IF($BN9=6,Reference!$D$199,0)))))),0)","v":0},{"$f":"IF(B9>0,(IF($BL9=1,IF($BN9=3,Reference!$E$194,IF($BN9=4,Reference!$E$196,IF($BN9=5,Reference!$E$198,0))),IF($BL9=2,IF($BN9=4,Reference!$E$195,IF($BN9=5,Reference!$E$197,IF($BN9=6,Reference!$E$199,0)))))),0)","v":0},0,0,null,{"$f":"IF($BS9=1,(IF($BT9=\"NU2\",Reference!$B$221,IF($BT9=\"NU2D\",Reference!$B$222,IF($BT9=\"NU5N\",Reference!$B$223,IF($BT9=\"NU5DN\",Reference!$B$224,IF($BT9=\"NU5DOData\",Reference!$B$225,IF($BT9=\"NU5DOFD\",Reference!$B$227,IF($BT9=\"NU5DF\",Reference!$B$226,\"\")))))))),0)","v":0},{"$f":"IF($BS9=1,(IF($BT9=\"NU2\",Reference!$D$221,IF($BT9=\"NU2D\",Reference!$D$222,IF($BT9=\"NU5N\",Reference!$D$223,IF($BT9=\"NU5DN\",Reference!$D$224,IF($BT9=\"NU5DOData\",Reference!$D$225,IF($BT9=\"NU5DOFD\",Reference!$D$227,IF($BT9=\"NU5DF\",Reference!$D$226,\"\")))))))),0)","v":0},{"$f":"IF($BS9=1,(IF($BT9=\"NU2\",Reference!$E$221,IF($BT9=\"NU2D\",Reference!$E$222,IF($BT9=\"NU5N\",Reference!$E$223,IF($BT9=\"NU5DN\",Reference!$E$224,IF($BT9=\"NU5DOData\",Reference!$E$225,IF($BT9=\"NU5DOFD\",Reference!$E$227,IF($BT9=\"NU5DF\",Reference!$E$226,\"\")))))))),0)","v":0},null,null,{"$f":"IF($BY9=\"AD-10-1960\",Reference!$G$232,IF($BY9=\"AD-10-1963\",Reference!$G$233,IF($BY9=\"AD-10-1966\",Reference!$G$237,IF($BY9=\"AD-10-1975\",Reference!$G$237,IF($BY9=\"AD-10-1980\",Reference!$G$238,\"\")))))","v":""},{"$f":"IF($BY9=\"AD-10-1960\",Reference!$F$232,IF($BY9=\"AD-10-1963\",Reference!$F$233,IF($BY9=\"AD-10-1966\",Reference!$F$237,IF($BY9=\"AD-10-1975\",Reference!$F$237,IF($BY9=\"AD-10-1980\",Reference!$F$238,\"\")))))","v":""},{"$f":"IF($BY9=\"AD-10-1960\",Reference!$E$232,IF($BY9=\"AD-10-1963\",Reference!$E$233,IF($BY9=\"AD-10-1966\",Reference!$E$237,IF($BY9=\"AD-10-1975\",Reference!$E$237,IF($BY9=\"AD-10-1980\",Reference!$E$238,\"\")))))","v":""},0,{"$f":"(IF($F9>0,(IF($CC9=\"AD-05-5400\",'Battery Consumption'!$D$5,IF($CC9=\"AD-05-5410\",'Battery Consumption'!$D$6,IF($CC9=\"AD-05-5405\",'Battery Consumption'!$D$7,IF($CC9=\"AD-05-5415\",'Battery Consumption'!$D$8,IF($CC9=\"AD-05-5425\",'Battery Consumption'!$D$9,IF($CC9=\"AD-05-5420\",'Battery Consumption'!$D$10,IF($CC9=\"AD-05-5430\",'Battery Consumption'!$D$11,IF($CC9=\"AD-05-5440\",'Battery Consumption'!$D$12,IF($CC9=\"AD-05-5435\",'Battery Consumption'!$D$13,IF($CC9=\"AD-05-5445\",'Battery Consumption'!$D$14,IF($CC9=\"AD-05-5455\",'Battery Consumption'!$D$15,IF($CC9=\"AD-05-5450\",'Battery Consumption'!$D$16,IF($CC9=\"AD-05-5460\",'Battery Consumption'!$D$17,IF($CC9=\"AD-05-5465\",'Battery Consumption'!$D$18,IF($CC9=\"AD-05-5470\",'Battery Consumption'!$D$19,IF($CC9=\"AD-05-5401\",'Battery Consumption'!$D$20,IF($CC9=\"AD-05-5413\",'Battery Consumption'!$D$21,IF($CC9=\"AD-05-5406\",'Battery Consumption'!$D$22,IF($CC9=\"AD-05-5416\",'Battery Consumption'!$D$23,IF($CC9=\"AD-05-5426\",'Battery Consumption'!$D$24,IF($CC9=\"AD-05-5421\",'Battery Consumption'!$D$25,IF($CC9=\"AD-05-5432\",'Battery Consumption'!$D$26,IF($CC9=\"AD-05-5441\",'Battery Consumption'!$D$27,IF($CC9=\"AD-05-5437\",'Battery Consumption'!$D$28,IF($CC9=\"AD-05-5446\",'Battery Consumption'!$D$29,IF($CC9=\"AD-05-5456\",'Battery Consumption'!$D$30,IF($CC9=\"AD-05-5451\",'Battery Consumption'!$D$31,IF($CC9=\"AD-05-5461\",'Battery Consumption'!$D$32,IF($CC9=\"AD-05-5471\",'Battery Consumption'!$D$33,IF($CC9=\"AD-05-5466\",'Battery Consumption'!$D$34,0))))))))))))))))))))))))))))))),0))","v":0},0,{"$f":"(IF($F9>0,(IF($CC9=\"AD-05-5400\",'Battery Consumption'!$E$5,IF($CC9=\"AD-05-5410\",'Battery Consumption'!$E$6,IF($CC9=\"AD-05-5405\",'Battery Consumption'!$E$7,IF($CC9=\"AD-05-5415\",'Battery Consumption'!$E$8,IF($CC9=\"AD-05-5425\",'Battery Consumption'!$E$9,IF($CC9=\"AD-05-5420\",'Battery Consumption'!$E$10,IF($CC9=\"AD-05-5430\",'Battery Consumption'!$E$11,IF($CC9=\"AD-05-5440\",'Battery Consumption'!$E$12,IF($CC9=\"AD-05-5435\",'Battery Consumption'!$E$13,IF($CC9=\"AD-05-5445\",'Battery Consumption'!$E$14,IF($CC9=\"AD-05-5455\",'Battery Consumption'!$E$15,IF($CC9=\"AD-05-5450\",'Battery Consumption'!$E$16,IF($CC9=\"AD-05-5460\",'Battery Consumption'!$E$17,IF($CC9=\"AD-05-5465\",'Battery Consumption'!$E$18,IF($CC9=\"AD-05-5470\",'Battery Consumption'!$E$19,IF($CC9=\"AD-05-5401\",'Battery Consumption'!$E$20,IF($CC9=\"AD-05-5413\",'Battery Consumption'!$E$21,IF($CC9=\"AD-05-5406\",'Battery Consumption'!$E$22,IF($CC9=\"AD-05-5416\",'Battery Consumption'!$E$23,IF($CC9=\"AD-05-5426\",'Battery Consumption'!$E$24,IF($CC9=\"AD-05-5421\",'Battery Consumption'!$E$25,IF($CC9=\"AD-05-5432\",'Battery Consumption'!$E$26,IF($CC9=\"AD-05-5441\",'Battery Consumption'!$E$27,IF($CC9=\"AD-05-5437\",'Battery Consumption'!$E$28,IF($CC9=\"AD-05-5446\",'Battery Consumption'!$E$29,IF($CC9=\"AD-05-5456\",'Battery Consumption'!$E$30,IF($CC9=\"AD-05-5451\",'Battery Consumption'!$E$31,IF($CC9=\"AD-05-5461\",'Battery Consumption'!$E$32,IF($CC9=\"AD-05-5471\",'Battery Consumption'!$E$33,IF($CC9=\"AD-05-5466\",'Battery Consumption'!$E$34,0))))))))))))))))))))))))))))))),0))","v":0},0,0,{"$f":"IF($F9>0,(IF($CH9<12,Reference!$J$259,IF($CH9<24,Reference!$J$260,IF($CH9<65,Reference!$J$260,\"Get your own\")))),0)","v":0},{"$f":"IF($F9>0,(IF($CH9<12,Reference!$F$259,IF($CH9<24,Reference!$F$260,IF($CH9<65,Reference!$F$260,\"Get your own\")))),0)","v":0},{"$f":"IF($F9>0,(IF($CH9<12,Reference!$H$259,IF($CH9<24,Reference!$H$260,IF($CH9<65,Reference!$H$260,\"Get your own\")))),0)","v":0},null,null,null,"VEP-A00-P-3P","VEP-A00, 3 Pipes(Common), Max 4(Common), LED Display",0]
[6,null,null,0,{"$f":"IF(B10=\"VEP-A00-1P\",+Reference!$C$15,IF(B10=\"VEP-A00-P-1P\",+Reference!$C$16,IF(B10=\"VEP-A00-P-2P\",+Reference!$C$17,IF(B10=\"VEP-A00-P-3P\",+Reference!$C$18,IF(B10=\"VEP-A00-P-4P\",+Reference!$C$19,IF(B10=\"VES-A00-P-1P\",+Reference!$C$20,IF(B10=\"VES-A00-P-2P\",+Reference!$C$21,IF(B10=\"VES-A00-P-3P\",+Reference!$C$22,IF(B10=\"VES-A00-P-4P\",+Reference!$C$23,IF(B10=\"VEU-A00-P-1P\",+Reference!$C$24,IF(B10=\"VEU-A00-P-2P\",+Reference!$C$25,IF(B10=\"VEU-A00-P-3P\",+Reference!$C$26,IF(B10=\"VEU-A00-P-4P\",+Reference!$C$27,IF(B10=\"To Select\",\"Pending\",0))))))))))))))","v":0},null,0,null,0,0,0,null,null,"VES-P-IP=6",0,0,0,0,0,0,0,0,0,0,0,0,0,0,null,{"$f":"IF($A$2=\"UL\",(IF($AN10=1,(IF(AND($W10=1, $V10=1),Reference!$C$56,IF(AND($X10=1, $V10=1),Reference!$C$59,IF(AND($Y10=1, $V10=1),Reference!$C$57,IF(AND($W10=1, $V10=2),Reference!$C$57,IF(AND($X10=1, $V10=2),Reference!$C$60,IF(AND($Y10=1, $V10=2),Reference!$C$63,IF(AND($W10=1, $V10=3),Reference!$C$58,IF(AND($X10=1, $V10=3),Reference!$C$61,IF(AND($Y10=1, $V10=3),Reference!$C$64,0)))))))))),(IF($V10=0,0,IF($V10=1,Reference!$C$53,IF($V10=2,Reference!$C$54,IF($V10=3,Reference!$C$55,0))))))),(IF($AN10=1,(IF(AND($W10=1, $V10=1),Reference!$C$41,IF(AND($X10=1, $V10=1),Reference!$C$44,IF(AND($Y10=1, $V10=1),Reference!$C$42,IF(AND($W10=1, $V10=2),Reference!$C$42,IF(AND($X10=1, $V10=2),Reference!$C$45,IF(AND($Y10=1, $V10=2),Reference!$C$48,IF(AND($W10=1, $V10=3),Reference!$C$43,IF(AND($X10=1, $V10=3),Reference!$C$46,IF(AND($Y10=1, $V10=3),Reference!$C$49,0)))))))))),(IF($V10=0,0,IF($V10=1,Reference!$C$38,IF($V10=2,Reference!$C$39,IF($V10=3,Reference!$C$40,0))))))))","v":0},{"$f":"IF($A$2=\"UL\",(IF($AN10=1,(IF(AND($W10=1, $V10=1),Reference!$B$56,IF(AND($X10=1, $V10=1),Reference!$B$59,IF(AND($Y10=1, $V10=1),Reference!$B$57,IF(AND($W10=1, $V10=2),Reference!$B$57,IF(AND($X10=1, $V10=2),Reference!$B$60,IF(AND($Y10=1, $V10=2),Reference!$B$63,IF(AND($W10=1, $V10=3),Reference!$B$58,IF(AND($X10=1, $V10=3),Reference!$B$61,IF(AND($Y10=1, $V10=3),Reference!$B$64,0)))))))))),(IF($V10=0,0,IF($V10=1,Reference!$B$53,IF($V10=2,Reference!$B$54,IF($V10=3,Reference!$B$55,0))))))),(IF($AN10=1,(IF(AND($W10=1, $V10=1),Reference!$B$41,IF(AND($X10=1, $V10=1),Reference!$B$44,IF(AND($Y10=1, $V10=1),Reference!$B$42,IF(AND($W10=1, $V10=2),Reference!$B$42,IF(AND($X10=1, $V10=2),Reference!$B$45,IF(AND($Y10=1, $V10=2),Reference!$B$48,IF(AND($W10=1, $V10=3),Reference!$B$43,IF(AND($X10=1, $V10=3),Reference!$B$46,IF(AND($Y10=1, $V10=3),Reference!$B$49,0)))))))))),(IF($V10=0,0,IF($V10=1,Reference!$B$38,IF($V10=2,Reference!$B$39,IF($V10=3,Reference!$B$40,0))))))))","v":0},0,{"$f":"IF($AN10=1,(IF(AND($W10=1, $V10=1),Reference!$G$41,IF(AND($X10=1, $V10=1),Reference!$G$44,IF(AND($Y10=1, $V10=1),Reference!$G$42,IF(AND($W10=1, $V10=2),Reference!$G$42,IF(AND($X10=1, $V10=2),Reference!$G$45,IF(AND($Y10=1, $V10=2),Reference!$G$48,IF(AND($W10=1, $V10=3),Reference!$G$43,IF(AND($X10=1, $V10=3),Reference!$G$46,IF(AND($Y10=1, $V10=3),Reference!$G$49,0)))))))))),(IF($V10=0,0,IF($V10=1,Reference!$G$38,IF($V10=2,Reference!$G$39,IF($V10=3,Reference!$G$40,))))))","v":0},0,0,0,0,0,0,0,0,null,null,0,null,0,null,null,null,null,null,0,null,{"$f":"IF($A$2=\"UL\",(IF($Z10=1,(IF($C10=\"Standard\",(IF(OR($D10=\"VEP1\",$D10=\"VEP2\"),Reference!$B$140,IF(OR($D10=\"VES1\",$D10=\"VES2\"),Reference!$B$140,IF(OR($D10=\"VEU1\",$D10=\"VEU2\"),Reference!$B$141,0)))),IF($C10=\"Silent\",(IF(OR($D10=\"VEP1\",$D10=\"VEP2\"),Reference!$B$140,IF(OR($D10=\"VES1\",$D10=\"VES2\"),Reference!$B$140,IF(OR($D10=\"VEU1\",$D10=\"VEU2\"),Reference!$B$141,0)))),IF($C10=\"Freeze\",(IF(OR($D10=\"VEP1\",$D10=\"VEP2\"),Reference!$B$143,IF(OR($D10=\"VES1\",$D10=\"VES2\"),Reference!$B$143,IF(OR($D10=\"VEU1\",$D10=\"VEU2\"),Reference!$B$144,0)))),0)))),(IF($C10=\"Standard\",(IF(OR($D10=\"VEP1\",$D10=\"VEP2\"),Reference!$B$122,IF(OR($D10=\"VES1\",$D10=\"VES2\"),Reference!$B$122,IF(OR($D10=\"VEU1\",$D10=\"VEU2\"),Reference!$B$123,0)))),IF($C10=\"Silent\",(IF(OR($D10=\"VEP1\",$D10=\"VEP2\"),Reference!$B$122,IF(OR($D10=\"VES1\",$D10=\"VES2\"),Reference!$B$122,IF(OR($D10=\"VEU1\",$D10=\"VEU2\"),Reference!$B$123,0)))),IF($C10=\"Freeze\",(IF(OR($D10=\"VEP1\",$D10=\"VEP2\"),Reference!$B$140,IF(OR($D10=\"VES1\",$D10=\"VES2\"),Reference!$B$140,IF(OR($D10=\"VEU1\",$D10=\"VEU2\"),Reference!$B$141,0)))),0)))))),(IF($Z10=1,(IF($C10=\"Standard\",(IF(OR($D10=\"VEP1\",$D10=\"VEP2\"),Reference!$B$109,IF(OR($D10=\"VES1\",$D10=\"VES2\"),Reference!$B$110,IF(OR($D10=\"VEU1\",$D10=\"VEU2\"),Reference!$B$111,0)))),IF($C10=\"Silent\",(IF(OR($D10=\"VEP1\",$D10=\"VEP2\"),Reference!$B$109,IF(OR($D10=\"VES1\",$D10=\"VES2\"),Reference!$B$110,IF(OR($D10=\"VEU1\",$D10=\"VEU2\"),Reference!$B$111,0)))),IF($C10=\"Freeze\",(IF(OR($D10=\"VEP1\",$D10=\"VEP2\"),Reference!$B$112,IF(OR($D10=\"VES1\",$D10=\"VES2\"),Reference!$B$113,IF(OR($D10=\"VEU1\",$D10=\"VEU2\"),Reference!$B$114,0)))),0)))),(IF($C10=\"Standard\",(IF(OR($D10=\"VEP1\",$D10=\"VEP2\"),Reference!$B$91,IF(OR($D10=\"VES1\",$D10=\"VES2\"),Reference!$B$92,IF(OR($D10=\"VEU1\",$D10=\"VEU2\"),Reference!$B$93,0)))),IF($C10=\"Silent\",(IF(OR($D10=\"VEP1\",$D10=\"VEP2\"),Reference!$B$91,IF(OR($D10=\"VES1\",$D10=\"VES2\"),Reference!$B$92,IF(OR($D10=\"VEU1\",$D10=\"VEU2\"),Reference!$B$93,0)))),IF($C10=\"Freeze\",(IF(OR($D10=\"VEP1\",$D10=\"VEP2\"),Reference!$B$94,IF(OR($D10=\"VES1\",$D10=\"VES2\"),Reference!$B$95,IF(OR($D10=\"VEU1\",$D10=\"VEU2\"),Reference!$B$96,0)))),0)))))))","v":0},0,{"$f":"IF($A$2=\"UL\",(IF($Z10=1,(IF($C10=\"Standard\",(IF(OR($D10=\"VEP1\",$D10=\"VEP2\"),Reference!$C$140,IF(OR($D10=\"VES1\",$D10=\"VES2\"),Reference!$C$140,IF(OR($D10=\"VEU1\",$D10=\"VEU2\"),Reference!$C$141,0)))),IF($C10=\"Silent\",(IF(OR($D10=\"VEP1\",$D10=\"VEP2\"),Reference!$C$140,IF(OR($D10=\"VES1\",$D10=\"VES2\"),Reference!$C$140,IF(OR($D10=\"VEU1\",$D10=\"VEU2\"),Reference!$C$141,0)))),IF($C10=\"Freeze\",(IF(OR($D10=\"VEP1\",$D10=\"VEP2\"),Reference!$C$143,IF(OR($D10=\"VES1\",$D10=\"VES2\"),Reference!$C$143,IF(OR($D10=\"VEU1\",$D10=\"VEU2\"),Reference!$C$144,0)))),0)))),(IF($C10=\"Standard\",(IF(OR($D10=\"VEP1\",$D10=\"VEP2\"),Reference!$C$122,IF(OR($D10=\"VES1\",$D10=\"VES2\"),Reference!$C$122,IF(OR($D10=\"VEU1\",$D10=\"VEU2\"),Reference!$C$123,0)))),IF($C10=\"Silent\",(IF(OR($D10=\"VEP1\",$D10=\"VEP2\"),Reference!$C$122,IF(OR($D10=\"VES1\",$D10=\"VES2\"),Reference!$C$122,IF(OR($D10=\"VEU1\",$D10=\"VEU2\"),Reference!$C$123,0)))),IF($C10=\"Freeze\",(IF(OR($D10=\"VEP1\",$D10=\"VEP2\"),Reference!$C$140,IF(OR($D10=\"VES1\",$D10=\"VES2\"),Reference!$C$140,IF(OR($D10=\"VEU1\",$D10=\"VEU2\"),Reference!$C$141,0)))),0)))))),(IF($Z10=1,(IF($C10=\"Standard\",(IF(OR($D10=\"VEP1\",$D10=\"VEP2\"),Reference!$C$109,IF(OR($D10=\"VES1\",$D10=\"VES2\"),Reference!$C$110,IF(OR($D10=\"VEU1\",$D10=\"VEU2\"),Reference!$C$111,0)))),IF($C10=\"Silent\",(IF(OR($D10=\"VEP1\",$D10=\"VEP2\"),Reference!$C$109,IF(OR($D10=\"VES1\",$D10=\"VES2\"),Reference!$C$110,IF(OR($D10=\"VEU1\",$D10=\"VEU2\"),Reference!$C$111,0)))),IF($C10=\"Freeze\",(IF(OR($D10=\"VEP1\",$D10=\"VEP2\"),Reference!$C$112,IF(OR($D10=\"VES1\",$D10=\"VES2\"),Reference!$C$113,IF(OR($D10=\"VEU1\",$D10=\"VEU2\"),Reference!$C$114,0)))),0)))),(IF($C10=\"Standard\",(IF(OR($D10=\"VEP1\",$D10=\"VEP2\"),Reference!$C$91,IF(OR($D10=\"VES1\",$D10=\"VES2\"),Reference!$C$92,IF(OR($D10=\"VEU1\",$D10=\"VEU2\"),Reference!$C$93,0)))),IF($C10=\"Silent\",(IF(OR($D10=\"VEP1\",$D10=\"VEP2\"),Reference!$C$91,IF(OR($D10=\"VES1\",$D10=\"VES2\"),Reference!$C$92,IF(OR($D10=\"VEU1\",$D10=\"VEU2\"),Reference!$C$93,0)))),IF($C10=\"Freeze\",(IF(OR($D10=\"VEP1\",$D10=\"VEP2\"),Reference!$C$94,IF(OR($D10=\"VES1\",$D10=\"VES2\"),Reference!$C$95,IF(OR($D10=\"VEU1\",$D10=\"VEU2\"),Reference!$C$96,0)))),0)))))))","v":0},{"$f":"IF($A$2=\"UL\",(IF($Z10=1,(IF($C10=\"Standard\",(IF(OR($D10=\"VEP1\",$D10=\"VEP2\"),Reference!$D$140,IF(OR($D10=\"VES1\",$D10=\"VES2\"),Reference!$D$140,IF(OR($D10=\"VEU1\",$D10=\"VEU2\"),Reference!$D$141,0)))),IF($C10=\"Silent\",(IF(OR($D10=\"VEP1\",$D10=\"VEP2\"),Reference!$D$140,IF(OR($D10=\"VES1\",$D10=\"VES2\"),Reference!$D$140,IF(OR($D10=\"VEU1\",$D10=\"VEU2\"),Reference!$D$141,0)))),IF($C10=\"Freeze\",(IF(OR($D10=\"VEP1\",$D10=\"VEP2\"),Reference!$D$143,IF(OR($D10=\"VES1\",$D10=\"VES2\"),Reference!$D$143,IF(OR($D10=\"VEU1\",$D10=\"VEU2\"),Reference!$D$144,0)))),0)))),(IF($C10=\"Standard\",(IF(OR($D10=\"VEP1\",$D10=\"VEP2\"),Reference!$D$122,IF(OR($D10=\"VES1\",$D10=\"VES2\"),Reference!$D$122,IF(OR($D10=\"VEU1\",$D10=\"VEU2\"),Reference!$D$123,0)))),IF($C10=\"Silent\",(IF(OR($D10=\"VEP1\",$D10=\"VEP2\"),Reference!$D$122,IF(OR($D10=\"VES1\",$D10=\"VES2\"),Reference!$D$122,IF(OR($D10=\"VEU1\",$D10=\"VEU2\"),Reference!$D$123,0)))),IF($C10=\"Freeze\",(IF(OR($D10=\"VEP1\",$D10=\"VEP2\"),Reference!$D$140,IF(OR($D10=\"VES1\",$D10=\"VES2\"),Reference!$D$140,IF(OR($D10=\"VEU1\",$D10=\"VEU2\"),Reference!$D$141,0)))),0)))))),(IF($Z10=1,(IF($C10=\"Standard\",(IF(OR($D10=\"VEP1\",$D10=\"VEP2\"),Reference!$D$109,IF(OR($D10=\"VES1\",$D10=\"VES2\"),Reference!$D$110,IF(OR($D10=\"VEU1\",$D10=\"VEU2\"),Reference!$D$111,0)))),IF($C10=\"Silent\",(IF(OR($D10=\"VEP1\",$D10=\"VEP2\"),Reference!$D$109,IF(OR($D10=\"VES1\",$D10=\"VES2\"),Reference!$D$110,IF(OR($D10=\"VEU1\",$D10=\"VEU2\"),Reference!$D$111,0)))),IF($C10=\"Freeze\",(IF(OR($D10=\"VEP1\",$D10=\"VEP2\"),Reference!$D$112,IF(OR($D10=\"VES1\",$D10=\"VES2\"),Reference!$D$113,IF(OR($D10=\"VEU1\",$D10=\"VEU2\"),Reference!$D$114,0)))),0)))),(IF($C10=\"Standard\",(IF(OR($D10=\"VEP1\",$D10=\"VEP2\"),Reference!$D$91,IF(OR($D10=\"VES1\",$D10=\"VES2\"),Reference!$D$92,IF(OR($D10=\"VEU1\",$D10=\"VEU2\"),Reference!$D$93,0)))),IF($C10=\"Silent\",(IF(OR($D10=\"VEP1\",$D10=\"VEP2\"),Reference!$D$91,IF(OR($D10=\"VES1\",$D10=\"VES2\"),Reference!$D$92,IF(OR($D10=\"VEU1\",$D10=\"VEU2\"),Reference!$D$93,0)))),IF($C10=\"Freeze\",(IF(OR($D10=\"VEP1\",$D10=\"VEP2\"),Reference!$D$94,IF(OR($D10=\"VES1\",$D10=\"VES2\"),Reference!$D$95,IF(OR($D10=\"VEU1\",$D10=\"VEU2\"),Reference!$D$96,0)))),0)))))))","v":0},0,0,0,null,"No",0,0,0,0,{"$f":"IF(B10>0,(IF($BL10=1,IF($BN10=3,Reference!$C$194,IF($BN10=4,Reference!$C$196,IF($BN10=5,Reference!$C$198,0))),IF($BL10=2,IF($BN10=4,Reference!$C$195,IF($BN10=5,Reference!$C$197,IF($BN10=6,Reference!$C$199,0)))))),0)","v":0},{"$f":"IF(B10>0,(IF($BL10=1,IF($BN10=3,Reference!$D$194,IF($BN10=4,Reference!$D$196,IF($BN10=5,Reference!$D$198,0))),IF($BL10=2,IF($BN10=4,Reference!$D$195,IF($BN10=5,Reference!$D$197,IF($BN10=6,Reference!$D$199,0)))))),0)","v":0},{"$f":"IF(B10>0,(IF($BL10=1,IF($BN10=3,Reference!$E$194,IF($BN10=4,Reference!$E$196,IF($BN10=5,Reference!$E$198,0))),IF($BL10=2,IF($BN10=4,Reference!$E$195,IF($BN10=5,Reference!$E$197,IF($BN10=6,Reference!$E$199,0)))))),0)","v":0},0,0,null,{"$f":"IF($BS10=1,(IF($BT10=\"NU2\",Reference!$B$221,IF($BT10=\"NU2D\",Reference!$B$222,IF($BT10=\"NU5N\",Reference!$B$223,IF($BT10=\"NU5DN\",Reference!$B$224,IF($BT10=\"NU5DOData\",Reference!$B$225,IF($BT10=\"NU5DOFD\",Reference!$B$227,IF($BT10=\"NU5DF\",Reference!$B$226,\"\")))))))),0)","v":0},{"$f":"IF($BS10=1,(IF($BT10=\"NU2\",Reference!$D$221,IF($BT10=\"NU2D\",Reference!$D$222,IF($BT10=\"NU5N\",Reference!$D$223,IF($BT10=\"NU5DN\",Reference!$D$224,IF($BT10=\"NU5DOData\",Reference!$D$225,IF($BT10=\"NU5DOFD\",Reference!$D$227,IF($BT10=\"NU5DF\",Reference!$D$226,\"\")))))))),0)","v":0},{"$f":"IF($BS10=1,(IF($BT10=\"NU2\",Reference!$E$221,IF($BT10=\"NU2D\",Reference!$E$222,IF($BT10=\"NU5N\",Reference!$E$223,IF($BT10=\"NU5DN\",Reference!$E$224,IF($BT10=\"NU5DOData\",Reference!$E$225,IF($BT10=\"NU5DOFD\",Reference!$E$227,IF($BT10=\"NU5DF\",Reference!$E$226,\"\")))))))),0)","v":0},null,null,{"$f":"IF($BY10=\"AD-10-1960\",Reference!$G$232,IF($BY10=\"AD-10-1963\",Reference!$G$233,IF($BY10=\"AD-10-1966\",Reference!$G$237,IF($BY10=\"AD-10-1975\",Reference!$G$237,IF($BY10=\"AD-10-1980\",Reference!$G$238,\"\")))))","v":""},{"$f":"IF($BY10=\"AD-10-1960\",Reference!$F$232,IF($BY10=\"AD-10-1963\",Reference!$F$233,IF($BY10=\"AD-10-1966\",Reference!$F$237,IF($BY10=\"AD-10-1975\",Reference!$F$237,IF($BY10=\"AD-10-1980\",Reference!$F$238,\"\")))))","v":""},{"$f":"IF($BY10=\"AD-10-1960\",Reference!$E$232,IF($BY10=\"AD-10-1963\",Reference!$E$233,IF($BY10=\"AD-10-1966\",Reference!$E$237,IF($BY10=\"AD-10-1975\",Reference!$E$237,IF($BY10=\"AD-10-1980\",Reference!$E$238,\"\")))))","v":""},0,{"$f":"(IF($F10>0,(IF($CC10=\"AD-05-5400\",'Battery Consumption'!$D$5,IF($CC10=\"AD-05-5410\",'Battery Consumption'!$D$6,IF($CC10=\"AD-05-5405\",'Battery Consumption'!$D$7,IF($CC10=\"AD-05-5415\",'Battery Consumption'!$D$8,IF($CC10=\"AD-05-5425\",'Battery Consumption'!$D$9,IF($CC10=\"AD-05-5420\",'Battery Consumption'!$D$10,IF($CC10=\"AD-05-5430\",'Battery Consumption'!$D$11,IF($CC10=\"AD-05-5440\",'Battery Consumption'!$D$12,IF($CC10=\"AD-05-5435\",'Battery Consumption'!$D$13,IF($CC10=\"AD-05-5445\",'Battery Consumption'!$D$14,IF($CC10=\"AD-05-5455\",'Battery Consumption'!$D$15,IF($CC10=\"AD-05-5450\",'Battery Consumption'!$D$16,IF($CC10=\"AD-05-5460\",'Battery Consumption'!$D$17,IF($CC10=\"AD-05-5465\",'Battery Consumption'!$D$18,IF($CC10=\"AD-05-5470\",'Battery Consumption'!$D$19,IF($CC10=\"AD-05-5401\",'Battery Consumption'!$D$20,IF($CC10=\"AD-05-5413\",'Battery Consumption'!$D$21,IF($CC10=\"AD-05-5406\",'Battery Consumption'!$D$22,IF($CC10=\"AD-05-5416\",'Battery Consumption'!$D$23,IF($CC10=\"AD-05-5426\",'Battery Consumption'!$D$24,IF($CC10=\"AD-05-5421\",'Battery Consumption'!$D$25,IF($CC10=\"AD-05-5432\",'Battery Consumption'!$D$26,IF($CC10=\"AD-05-5441\",'Battery Consumption'!$D$27,IF($CC10=\"AD-05-5437\",'Battery Consumption'!$D$28,IF($CC10=\"AD-05-5446\",'Battery Consumption'!$D$29,IF($CC10=\"AD-05-5456\",'Battery Consumption'!$D$30,IF($CC10=\"AD-05-5451\",'Battery Consumption'!$D$31,IF($CC10=\"AD-05-5461\",'Battery Consumption'!$D$32,IF($CC10=\"AD-05-5471\",'Battery Consumption'!$D$33,IF($CC10=\"AD-05-5466\",'Battery Consumption'!$D$34,0))))))))))))))))))))))))))))))),0))","v":0},0,{"$f":"(IF($F10>0,(IF($CC10=\"AD-05-5400\",'Battery Consumption'!$E$5,IF($CC10=\"AD-05-5410\",'Battery Consumption'!$E$6,IF($CC10=\"AD-05-5405\",'Battery Consumption'!$E$7,IF($CC10=\"AD-05-5415\",'Battery Consumption'!$E$8,IF($CC10=\"AD-05-5425\",'Battery Consumption'!$E$9,IF($CC10=\"AD-05-5420\",'Battery Consumption'!$E$10,IF($CC10=\"AD-05-5430\",'Battery Consumption'!$E$11,IF($CC10=\"AD-05-5440\",'Battery Consumption'!$E$12,IF($CC10=\"AD-05-5435\",'Battery Consumption'!$E$13,IF($CC10=\"AD-05-5445\",'Battery Consumption'!$E$14,IF($CC10=\"AD-05-5455\",'Battery Consumption'!$E$15,IF($CC10=\"AD-05-5450\",'Battery Consumption'!$E$16,IF($CC10=\"AD-05-5460\",'Battery Consumption'!$E$17,IF($CC10=\"AD-05-5465\",'Battery Consumption'!$E$18,IF($CC10=\"AD-05-5470\",'Battery Consumption'!$E$19,IF($CC10=\"AD-05-5401\",'Battery Consumption'!$E$20,IF($CC10=\"AD-05-5413\",'Battery Consumption'!$E$21,IF($CC10=\"AD-05-5406\",'Battery Consumption'!$E$22,IF($CC10=\"AD-05-5416\",'Battery Consumption'!$E$23,IF($CC10=\"AD-05-5426\",'Battery Consumption'!$E$24,IF($CC10=\"AD-05-5421\",'Battery Consumption'!$E$25,IF($CC10=\"AD-05-5432\",'Battery Consumption'!$E$26,IF($CC10=\"AD-05-5441\",'Battery Consumption'!$E$27,IF($CC10=\"AD-05-5437\",'Battery Consumption'!$E$28,IF($CC10=\"AD-05-5446\",'Battery Consumption'!$E$29,IF($CC10=\"AD-05-5456\",'Battery Consumption'!$E$30,IF($CC10=\"AD-05-5451\",'Battery Consumption'!$E$31,IF($CC10=\"AD-05-5461\",'Battery Consumption'!$E$32,IF($CC10=\"AD-05-5471\",'Battery Consumption'!$E$33,IF($CC10=\"AD-05-5466\",'Battery Consumption'!$E$34,0))))))))))))))))))))))))))))))),0))","v":0},0,0,{"$f":"IF($F10>0,(IF($CH10<12,Reference!$J$259,IF($CH10<24,Reference!$J$260,IF($CH10<65,Reference!$J$260,\"Get your own\")))),0)","v":0},{"$f":"IF($F10>0,(IF($CH10<12,Reference!$F$259,IF($CH10<24,Reference!$F$260,IF($CH10<65,Reference!$F$260,\"Get your own\")))),0)","v":0},{"$f":"IF($F10>0,(IF($CH10<12,Reference!$H$259,IF($CH10<24,Reference!$H$260,IF($CH10<65,Reference!$H$260,\"Get your own\")))),0)","v":0},null,null,null,"VEP-A00-P-4P","VEP-A00. 4 Pipes(Common), Max 4(Common), LED Display",0]
[{"$f":"+A10+1","v":7},null,null,0,{"$f":"IF(B11=\"VEP-A00-1P\",+Reference!$C$15,IF(B11=\"VEP-A00-P-1P\",+Reference!$C$16,IF(B11=\"VEP-A00-P-2P\",+Reference!$C$17,IF(B11=\"VEP-A00-P-3P\",+Reference!$C$18,IF(B11=\"VEP-A00-P-4P\",+Reference!$C$19,IF(B11=\"VES-A00-P-1P\",+Reference!$C$20,IF(B11=\"VES-A00-P-2P\",+Reference!$C$21,IF(B11=\"VES-A00-P-3P\",+Reference!$C$22,IF(B11=\"VES-A00-P-4P\",+Reference!$C$23,IF(B11=\"VEU-A00-P-1P\",+Reference!$C$24,IF(B11=\"VEU-A00-P-2P\",+Reference!$C$25,IF(B11=\"VEU-A00-P-3P\",+Reference!$C$26,IF(B11=\"VEU-A00-P-4P\",+Reference!$C$27,IF(B11=\"To Select\",\"Pending\",0))))))))))))))","v":0},null,0,null,0,0,0,null,null,"VES-P-2P=7",0,0,0,0,0,0,0,0,0,0,0,0,0,0,null,{"$f":"IF($A$2=\"UL\",(IF($AN11=1,(IF(AND($W11=1, $V11=1),Reference!$C$56,IF(AND($X11=1, $V11=1),Reference!$C$59,IF(AND($Y11=1, $V11=1),Reference!$C$57,IF(AND($W11=1, $V11=2),Reference!$C$57,IF(AND($X11=1, $V11=2),Reference!$C$60,IF(AND($Y11=1, $V11=2),Reference!$C$63,IF(AND($W11=1, $V11=3),Reference!$C$58,IF(AND($X11=1, $V11=3),Reference!$C$61,IF(AND($Y11=1, $V11=3),Reference!$C$64,0)))))))))),(IF($V11=0,0,IF($V11=1,Reference!$C$53,IF($V11=2,Reference!$C$54,IF($V11=3,Reference!$C$55,0))))))),(IF($AN11=1,(IF(AND($W11=1, $V11=1),Reference!$C$41,IF(AND($X11=1, $V11=1),Reference!$C$44,IF(AND($Y11=1, $V11=1),Reference!$C$42,IF(AND($W11=1, $V11=2),Reference!$C$42,IF(AND($X11=1, $V11=2),Reference!$C$45,IF(AND($Y11=1, $V11=2),Reference!$C$48,IF(AND($W11=1, $V11=3),Reference!$C$43,IF(AND($X11=1, $V11=3),Reference!$C$46,IF(AND($Y11=1, $V11=3),Reference!$C$49,0)))))))))),(IF($V11=0,0,IF($V11=1,Reference!$C$38,IF($V11=2,Reference!$C$39,IF($V11=3,Reference!$C$40,0))))))))","v":0},{"$f":"IF($A$2=\"UL\",(IF($AN11=1,(IF(AND($W11=1, $V11=1),Reference!$B$56,IF(AND($X11=1, $V11=1),Reference!$B$59,IF(AND($Y11=1, $V11=1),Reference!$B$57,IF(AND($W11=1, $V11=2),Reference!$B$57,IF(AND($X11=1, $V11=2),Reference!$B$60,IF(AND($Y11=1, $V11=2),Reference!$B$63,IF(AND($W11=1, $V11=3),Reference!$B$58,IF(AND($X11=1, $V11=3),Reference!$B$61,IF(AND($Y11=1, $V11=3),Reference!$B$64,0)))))))))),(IF($V11=0,0,IF($V11=1,Reference!$B$53,IF($V11=2,Reference!$B$54,IF($V11=3,Reference!$B$55,0))))))),(IF($AN11=1,(IF(AND($W11=1, $V11=1),Reference!$B$41,IF(AND($X11=1, $V11=1),Reference!$B$44,IF(AND($Y11=1, $V11=1),Reference!$B$42,IF(AND($W11=1, $V11=2),Reference!$B$42,IF(AND($X11=1, $V11=2),Reference!$B$45,IF(AND($Y11=1, $V11=2),Reference!$B$48,IF(AND($W11=1, $V11=3),Reference!$B$43,IF(AND($X11=1, $V11=3),Reference!$B$46,IF(AND($Y11=1, $V11=3),Reference!$B$49,0)))))))))),(IF($V11=0,0,IF($V11=1,Reference!$B$38,IF($V11=2,Reference!$B$39,IF($V11=3,Reference!$B$40,0))))))))","v":0},0,{"$f":"IF($AN11=1,(IF(AND($W11=1, $V11=1),Reference!$G$41,IF(AND($X11=1, $V11=1),Reference!$G$44,IF(AND($Y11=1, $V11=1),Reference!$G$42,IF(AND($W11=1, $V11=2),Reference!$G$42,IF(AND($X11=1, $V11=2),Reference!$G$45,IF(AND($Y11=1, $V11=2),Reference!$G$48,IF(AND($W11=1, $V11=3),Reference!$G$43,IF(AND($X11=1, $V11=3),Reference!$G$46,IF(AND($Y11=1, $V11=3),Reference!$G$49,0)))))))))),(IF($V11=0,0,IF($V11=1,Reference!$G$38,IF($V11=2,Reference!$G$39,IF($V11=3,Reference!$G$40,))))))","v":0},0,0,0,0,0,0,0,0,null,null,0,null,0,"Pipe Branch: \n1 for \"I\", \n2 for \"U\", \n3 for \"M\", \n4 for \"2U\"/\"2M\"/2\"F\"\nIf \"I\"will not have B and C\nif \"U\" and above will have B & C\nTotal horizontal distance will need to add up all to cover the area. \n",null,null,null,null,0,null,{"$f":"IF($A$2=\"UL\",(IF($Z11=1,(IF($C11=\"Standard\",(IF(OR($D11=\"VEP1\",$D11=\"VEP2\"),Reference!$B$140,IF(OR($D11=\"VES1\",$D11=\"VES2\"),Reference!$B$140,IF(OR($D11=\"VEU1\",$D11=\"VEU2\"),Reference!$B$141,0)))),IF($C11=\"Silent\",(IF(OR($D11=\"VEP1\",$D11=\"VEP2\"),Reference!$B$140,IF(OR($D11=\"VES1\",$D11=\"VES2\"),Reference!$B$140,IF(OR($D11=\"VEU1\",$D11=\"VEU2\"),Reference!$B$141,0)))),IF($C11=\"Freeze\",(IF(OR($D11=\"VEP1\",$D11=\"VEP2\"),Reference!$B$143,IF(OR($D11=\"VES1\",$D11=\"VES2\"),Reference!$B$143,IF(OR($D11=\"VEU1\",$D11=\"VEU2\"),Reference!$B$144,0)))),0)))),(IF($C11=\"Standard\",(IF(OR($D11=\"VEP1\",$D11=\"VEP2\"),Reference!$B$122,IF(OR($D11=\"VES1\",$D11=\"VES2\"),Reference!$B$122,IF(OR($D11=\"VEU1\",$D11=\"VEU2\"),Reference!$B$123,0)))),IF($C11=\"Silent\",(IF(OR($D11=\"VEP1\",$D11=\"VEP2\"),Reference!$B$122,IF(OR($D11=\"VES1\",$D11=\"VES2\"),Reference!$B$122,IF(OR($D11=\"VEU1\",$D11=\"VEU2\"),Reference!$B$123,0)))),IF($C11=\"Freeze\",(IF(OR($D11=\"VEP1\",$D11=\"VEP2\"),Reference!$B$140,IF(OR($D11=\"VES1\",$D11=\"VES2\"),Reference!$B$140,IF(OR($D11=\"VEU1\",$D11=\"VEU2\"),Reference!$B$141,0)))),0)))))),(IF($Z11=1,(IF($C11=\"Standard\",(IF(OR($D11=\"VEP1\",$D11=\"VEP2\"),Reference!$B$109,IF(OR($D11=\"VES1\",$D11=\"VES2\"),Reference!$B$110,IF(OR($D11=\"VEU1\",$D11=\"VEU2\"),Reference!$B$111,0)))),IF($C11=\"Silent\",(IF(OR($D11=\"VEP1\",$D11=\"VEP2\"),Reference!$B$109,IF(OR($D11=\"VES1\",$D11=\"VES2\"),Reference!$B$110,IF(OR($D11=\"VEU1\",$D11=\"VEU2\"),Reference!$B$111,0)))),IF($C11=\"Freeze\",(IF(OR($D11=\"VEP1\",$D11=\"VEP2\"),Reference!$B$112,IF(OR($D11=\"VES1\",$D11=\"VES2\"),Reference!$B$113,IF(OR($D11=\"VEU1\",$D11=\"VEU2\"),Reference!$B$114,0)))),0)))),(IF($C11=\"Standard\",(IF(OR($D11=\"VEP1\",$D11=\"VEP2\"),Reference!$B$91,IF(OR($D11=\"VES1\",$D11=\"VES2\"),Reference!$B$92,IF(OR($D11=\"VEU1\",$D11=\"VEU2\"),Reference!$B$93,0)))),IF($C11=\"Silent\",(IF(OR($D11=\"VEP1\",$D11=\"VEP2\"),Reference!$B$91,IF(OR($D11=\"VES1\",$D11=\"VES2\"),Reference!$B$92,IF(OR($D11=\"VEU1\",$D11=\"VEU2\"),Reference!$B$93,0)))),IF($C11=\"Freeze\",(IF(OR($D11=\"VEP1\",$D11=\"VEP2\"),Reference!$B$94,IF(OR($D11=\"VES1\",$D11=\"VES2\"),Reference!$B$95,IF(OR($D11=\"VEU1\",$D11=\"VEU2\"),Reference!$B$96,0)))),0)))))))","v":0},0,{"$f":"IF($A$2=\"UL\",(IF($Z11=1,(IF($C11=\"Standard\",(IF(OR($D11=\"VEP1\",$D11=\"VEP2\"),Reference!$C$140,IF(OR($D11=\"VES1\",$D11=\"VES2\"),Reference!$C$140,IF(OR($D11=\"VEU1\",$D11=\"VEU2\"),Reference!$C$141,0)))),IF($C11=\"Silent\",(IF(OR($D11=\"VEP1\",$D11=\"VEP2\"),Reference!$C$140,IF(OR($D11=\"VES1\",$D11=\"VES2\"),Reference!$C$140,IF(OR($D11=\"VEU1\",$D11=\"VEU2\"),Reference!$C$141,0)))),IF($C11=\"Freeze\",(IF(OR($D11=\"VEP1\",$D11=\"VEP2\"),Reference!$C$143,IF(OR($D11=\"VES1\",$D11=\"VES2\"),Reference!$C$143,IF(OR($D11=\"VEU1\",$D11=\"VEU2\"),Reference!$C$144,0)))),0)))),(IF($C11=\"Standard\",(IF(OR($D11=\"VEP1\",$D11=\"VEP2\"),Reference!$C$122,IF(OR($D11=\"VES1\",$D11=\"VES2\"),Reference!$C$122,IF(OR($D11=\"VEU1\",$D11=\"VEU2\"),Reference!$C$123,0)))),IF($C11=\"Silent\",(IF(OR($D11=\"VEP1\",$D11=\"VEP2\"),Reference!$C$122,IF(OR($D11=\"VES1\",$D11=\"VES2\"),Reference!$C$122,IF(OR($D11=\"VEU1\",$D11=\"VEU2\"),Reference!$C$123,0)))),IF($C11=\"Freeze\",(IF(OR($D11=\"VEP1\",$D11=\"VEP2\"),Reference!$C$140,IF(OR($D11=\"VES1\",$D11=\"VES2\"),Reference!$C$140,IF(OR($D11=\"VEU1\",$D11=\"VEU2\"),Reference!$C$141,0)))),0)))))),(IF($Z11=1,(IF($C11=\"Standard\",(IF(OR($D11=\"VEP1\",$D11=\"VEP2\"),Reference!$C$109,IF(OR($D11=\"VES1\",$D11=\"VES2\"),Reference!$C$110,IF(OR($D11=\"VEU1\",$D11=\"VEU2\"),Reference!$C$111,0)))),IF($C11=\"Silent\",(IF(OR($D11=\"VEP1\",$D11=\"VEP2\"),Reference!$C$109,IF(OR($D11=\"VES1\",$D11=\"VES2\"),Reference!$C$110,IF(OR($D11=\"VEU1\",$D11=\"VEU2\"),Reference!$C$111,0)))),IF($C11=\"Freeze\",(IF(OR($D11=\"VEP1\",$D11=\"VEP2\"),Reference!$C$112,IF(OR($D11=\"VES1\",$D11=\"VES2\"),Reference!$C$113,IF(OR($D11=\"VEU1\",$D11=\"VEU2\"),Reference!$C$114,0)))),0)))),(IF($C11=\"Standard\",(IF(OR($D11=\"VEP1\",$D11=\"VEP2\"),Reference!$C$91,IF(OR($D11=\"VES1\",$D11=\"VES2\"),Reference!$C$92,IF(OR($D11=\"VEU1\",$D11=\"VEU2\"),Reference!$C$93,0)))),IF($C11=\"Silent\",(IF(OR($D11=\"VEP1\",$D11=\"VEP2\"),Reference!$C$91,IF(OR($D11=\"VES1\",$D11=\"VES2\"),Reference!$C$92,IF(OR($D11=\"VEU1\",$D11=\"VEU2\"),Reference!$C$93,0)))),IF($C11=\"Freeze\",(IF(OR($D11=\"VEP1\",$D11=\"VEP2\"),Reference!$C$94,IF(OR($D11=\"VES1\",$D11=\"VES2\"),Reference!$C$95,IF(OR($D11=\"VEU1\",$D11=\"VEU2\"),Reference!$C$96,0)))),0)))))))","v":0},{"$f":"IF($A$2=\"UL\",(IF($Z11=1,(IF($C11=\"Standard\",(IF(OR($D11=\"VEP1\",$D11=\"VEP2\"),Reference!$D$140,IF(OR($D11=\"VES1\",$D11=\"VES2\"),Reference!$D$140,IF(OR($D11=\"VEU1\",$D11=\"VEU2\"),Reference!$D$141,0)))),IF($C11=\"Silent\",(IF(OR($D11=\"VEP1\",$D11=\"VEP2\"),Reference!$D$140,IF(OR($D11=\"VES1\",$D11=\"VES2\"),Reference!$D$140,IF(OR($D11=\"VEU1\",$D11=\"VEU2\"),Reference!$D$141,0)))),IF($C11=\"Freeze\",(IF(OR($D11=\"VEP1\",$D11=\"VEP2\"),Reference!$D$143,IF(OR($D11=\"VES1\",$D11=\"VES2\"),Reference!$D$143,IF(OR($D11=\"VEU1\",$D11=\"VEU2\"),Reference!$D$144,0)))),0)))),(IF($C11=\"Standard\",(IF(OR($D11=\"VEP1\",$D11=\"VEP2\"),Reference!$D$122,IF(OR($D11=\"VES1\",$D11=\"VES2\"),Reference!$D$122,IF(OR($D11=\"VEU1\",$D11=\"VEU2\"),Reference!$D$123,0)))),IF($C11=\"Silent\",(IF(OR($D11=\"VEP1\",$D11=\"VEP2\"),Reference!$D$122,IF(OR($D11=\"VES1\",$D11=\"VES2\"),Reference!$D$122,IF(OR($D11=\"VEU1\",$D11=\"VEU2\"),Reference!$D$123,0)))),IF($C11=\"Freeze\",(IF(OR($D11=\"VEP1\",$D11=\"VEP2\"),Reference!$D$140,IF(OR($D11=\"VES1\",$D11=\"VES2\"),Reference!$D$140,IF(OR($D11=\"VEU1\",$D11=\"VEU2\"),Reference!$D$141,0)))),0)))))),(IF($Z11=1,(IF($C11=\"Standard\",(IF(OR($D11=\"VEP1\",$D11=\"VEP2\"),Reference!$D$109,IF(OR($D11=\"VES1\",$D11=\"VES2\"),Reference!$D$110,IF(OR($D11=\"VEU1\",$D11=\"VEU2\"),Reference!$D$111,0)))),IF($C11=\"Silent\",(IF(OR($D11=\"VEP1\",$D11=\"VEP2\"),Reference!$D$109,IF(OR($D11=\"VES1\",$D11=\"VES2\"),Reference!$D$110,IF(OR($D11=\"VEU1\",$D11=\"VEU2\"),Reference!$D$111,0)))),IF($C11=\"Freeze\",(IF(OR($D11=\"VEP1\",$D11=\"VEP2\"),Reference!$D$112,IF(OR($D11=\"VES1\",$D11=\"VES2\"),Reference!$D$113,IF(OR($D11=\"VEU1\",$D11=\"VEU2\"),Reference!$D$114,0)))),0)))),(IF($C11=\"Standard\",(IF(OR($D11=\"VEP1\",$D11=\"VEP2\"),Reference!$D$91,IF(OR($D11=\"VES1\",$D11=\"VES2\"),Reference!$D$92,IF(OR($D11=\"VEU1\",$D11=\"VEU2\"),Reference!$D$93,0)))),IF($C11=\"Silent\",(IF(OR($D11=\"VEP1\",$D11=\"VEP2\"),Reference!$D$91,IF(OR($D11=\"VES1\",$D11=\"VES2\"),Reference!$D$92,IF(OR($D11=\"VEU1\",$D11=\"VEU2\"),Reference!$D$93,0)))),IF($C11=\"Freeze\",(IF(OR($D11=\"VEP1\",$D11=\"VEP2\"),Reference!$D$94,IF(OR($D11=\"VES1\",$D11=\"VES2\"),Reference!$D$95,IF(OR($D11=\"VEU1\",$D11=\"VEU2\"),Reference!$D$96,0)))),0)))))))","v":0},0,0,0,null,"No",0,0,0,0,{"$f":"IF(B11>0,(IF($BL11=1,IF($BN11=3,Reference!$C$194,IF($BN11=4,Reference!$C$196,IF($BN11=5,Reference!$C$198,0))),IF($BL11=2,IF($BN11=4,Reference!$C$195,IF($BN11=5,Reference!$C$197,IF($BN11=6,Reference!$C$199,0)))))),0)","v":0},{"$f":"IF(B11>0,(IF($BL11=1,IF($BN11=3,Reference!$D$194,IF($BN11=4,Reference!$D$196,IF($BN11=5,Reference!$D$198,0))),IF($BL11=2,IF($BN11=4,Reference!$D$195,IF($BN11=5,Reference!$D$197,IF($BN11=6,Reference!$D$199,0)))))),0)","v":0},{"$f":"IF(B11>0,(IF($BL11=1,IF($BN11=3,Reference!$E$194,IF($BN11=4,Reference!$E$196,IF($BN11=5,Reference!$E$198,0))),IF($BL11=2,IF($BN11=4,Reference!$E$195,IF($BN11=5,Reference!$E$197,IF($BN11=6,Reference!$E$199,0)))))),0)","v":0},0,0,null,{"$f":"IF($BS11=1,(IF($BT11=\"NU2\",Reference!$B$221,IF($BT11=\"NU2D\",Reference!$B$222,IF($BT11=\"NU5N\",Reference!$B$223,IF($BT11=\"NU5DN\",Reference!$B$224,IF($BT11=\"NU5DOData\",Reference!$B$225,IF($BT11=\"NU5DOFD\",Reference!$B$227,IF($BT11=\"NU5DF\",Reference!$B$226,\"\")))))))),0)","v":0},{"$f":"IF($BS11=1,(IF($BT11=\"NU2\",Reference!$D$221,IF($BT11=\"NU2D\",Reference!$D$222,IF($BT11=\"NU5N\",Reference!$D$223,IF($BT11=\"NU5DN\",Reference!$D$224,IF($BT11=\"NU5DOData\",Reference!$D$225,IF($BT11=\"NU5DOFD\",Reference!$D$227,IF($BT11=\"NU5DF\",Reference!$D$226,\"\")))))))),0)","v":0},{"$f":"IF($BS11=1,(IF($BT11=\"NU2\",Reference!$E$221,IF($BT11=\"NU2D\",Reference!$E$222,IF($BT11=\"NU5N\",Reference!$E$223,IF($BT11=\"NU5DN\",Reference!$E$224,IF($BT11=\"NU5DOData\",Reference!$E$225,IF($BT11=\"NU5DOFD\",Reference!$E$227,IF($BT11=\"NU5DF\",Reference!$E$226,\"\")))))))),0)","v":0},null,null,{"$f":"IF($BY11=\"AD-10-1960\",Reference!$G$232,IF($BY11=\"AD-10-1963\",Reference!$G$233,IF($BY11=\"AD-10-1966\",Reference!$G$237,IF($BY11=\"AD-10-1975\",Reference!$G$237,IF($BY11=\"AD-10-1980\",Reference!$G$238,\"\")))))","v":""},{"$f":"IF($BY11=\"AD-10-1960\",Reference!$F$232,IF($BY11=\"AD-10-1963\",Reference!$F$233,IF($BY11=\"AD-10-1966\",Reference!$F$237,IF($BY11=\"AD-10-1975\",Reference!$F$237,IF($BY11=\"AD-10-1980\",Reference!$F$238,\"\")))))","v":""},{"$f":"IF($BY11=\"AD-10-1960\",Reference!$E$232,IF($BY11=\"AD-10-1963\",Reference!$E$233,IF($BY11=\"AD-10-1966\",Reference!$E$237,IF($BY11=\"AD-10-1975\",Reference!$E$237,IF($BY11=\"AD-10-1980\",Reference!$E$238,\"\")))))","v":""},0,{"$f":"(IF($F11>0,(IF($CC11=\"AD-05-5400\",'Battery Consumption'!$D$5,IF($CC11=\"AD-05-5410\",'Battery Consumption'!$D$6,IF($CC11=\"AD-05-5405\",'Battery Consumption'!$D$7,IF($CC11=\"AD-05-5415\",'Battery Consumption'!$D$8,IF($CC11=\"AD-05-5425\",'Battery Consumption'!$D$9,IF($CC11=\"AD-05-5420\",'Battery Consumption'!$D$10,IF($CC11=\"AD-05-5430\",'Battery Consumption'!$D$11,IF($CC11=\"AD-05-5440\",'Battery Consumption'!$D$12,IF($CC11=\"AD-05-5435\",'Battery Consumption'!$D$13,IF($CC11=\"AD-05-5445\",'Battery Consumption'!$D$14,IF($CC11=\"AD-05-5455\",'Battery Consumption'!$D$15,IF($CC11=\"AD-05-5450\",'Battery Consumption'!$D$16,IF($CC11=\"AD-05-5460\",'Battery Consumption'!$D$17,IF($CC11=\"AD-05-5465\",'Battery Consumption'!$D$18,IF($CC11=\"AD-05-5470\",'Battery Consumption'!$D$19,IF($CC11=\"AD-05-5401\",'Battery Consumption'!$D$20,IF($CC11=\"AD-05-5413\",'Battery Consumption'!$D$21,IF($CC11=\"AD-05-5406\",'Battery Consumption'!$D$22,IF($CC11=\"AD-05-5416\",'Battery Consumption'!$D$23,IF($CC11=\"AD-05-5426\",'Battery Consumption'!$D$24,IF($CC11=\"AD-05-5421\",'Battery Consumption'!$D$25,IF($CC11=\"AD-05-5432\",'Battery Consumption'!$D$26,IF($CC11=\"AD-05-5441\",'Battery Consumption'!$D$27,IF($CC11=\"AD-05-5437\",'Battery Consumption'!$D$28,IF($CC11=\"AD-05-5446\",'Battery Consumption'!$D$29,IF($CC11=\"AD-05-5456\",'Battery Consumption'!$D$30,IF($CC11=\"AD-05-5451\",'Battery Consumption'!$D$31,IF($CC11=\"AD-05-5461\",'Battery Consumption'!$D$32,IF($CC11=\"AD-05-5471\",'Battery Consumption'!$D$33,IF($CC11=\"AD-05-5466\",'Battery Consumption'!$D$34,0))))))))))))))))))))))))))))))),0))","v":0},0,{"$f":"(IF($F11>0,(IF($CC11=\"AD-05-5400\",'Battery Consumption'!$E$5,IF($CC11=\"AD-05-5410\",'Battery Consumption'!$E$6,IF($CC11=\"AD-05-5405\",'Battery Consumption'!$E$7,IF($CC11=\"AD-05-5415\",'Battery Consumption'!$E$8,IF($CC11=\"AD-05-5425\",'Battery Consumption'!$E$9,IF($CC11=\"AD-05-5420\",'Battery Consumption'!$E$10,IF($CC11=\"AD-05-5430\",'Battery Consumption'!$E$11,IF($CC11=\"AD-05-5440\",'Battery Consumption'!$E$12,IF($CC11=\"AD-05-5435\",'Battery Consumption'!$E$13,IF($CC11=\"AD-05-5445\",'Battery Consumption'!$E$14,IF($CC11=\"AD-05-5455\",'Battery Consumption'!$E$15,IF($CC11=\"AD-05-5450\",'Battery Consumption'!$E$16,IF($CC11=\"AD-05-5460\",'Battery Consumption'!$E$17,IF($CC11=\"AD-05-5465\",'Battery Consumption'!$E$18,IF($CC11=\"AD-05-5470\",'Battery Consumption'!$E$19,IF($CC11=\"AD-05-5401\",'Battery Consumption'!$E$20,IF($CC11=\"AD-05-5413\",'Battery Consumption'!$E$21,IF($CC11=\"AD-05-5406\",'Battery Consumption'!$E$22,IF($CC11=\"AD-05-5416\",'Battery Consumption'!$E$23,IF($CC11=\"AD-05-5426\",'Battery Consumption'!$E$24,IF($CC11=\"AD-05-5421\",'Battery Consumption'!$E$25,IF($CC11=\"AD-05-5432\",'Battery Consumption'!$E$26,IF($CC11=\"AD-05-5441\",'Battery Consumption'!$E$27,IF($CC11=\"AD-05-5437\",'Battery Consumption'!$E$28,IF($CC11=\"AD-05-5446\",'Battery Consumption'!$E$29,IF($CC11=\"AD-05-5456\",'Battery Consumption'!$E$30,IF($CC11=\"AD-05-5451\",'Battery Consumption'!$E$31,IF($CC11=\"AD-05-5461\",'Battery Consumption'!$E$32,IF($CC11=\"AD-05-5471\",'Battery Consumption'!$E$33,IF($CC11=\"AD-05-5466\",'Battery Consumption'!$E$34,0))))))))))))))))))))))))))))))),0))","v":0},0,0,{"$f":"IF($F11>0,(IF($CH11<12,Reference!$J$259,IF($CH11<24,Reference!$J$260,IF($CH11<65,Reference!$J$260,\"Get your own\")))),0)","v":0},{"$f":"IF($F11>0,(IF($CH11<12,Reference!$F$259,IF($CH11<24,Reference!$F$260,IF($CH11<65,Reference!$F$260,\"Get your own\")))),0)","v":0},{"$f":"IF($F11>0,(IF($CH11<12,Reference!$H$259,IF($CH11<24,Reference!$H$260,IF($CH11<65,Reference!$H$260,\"Get your own\")))),0)","v":0},null,null,null,"VES-A00-P-1P","VES-A00 ,1 Pipes(Individual), Max 4(Common), LED Display",0]
[8,null,null,0,{"$f":"IF(B12=\"VEP-A00-1P\",+Reference!$C$15,IF(B12=\"VEP-A00-P-1P\",+Reference!$C$16,IF(B12=\"VEP-A00-P-2P\",+Reference!$C$17,IF(B12=\"VEP-A00-P-3P\",+Reference!$C$18,IF(B12=\"VEP-A00-P-4P\",+Reference!$C$19,IF(B12=\"VES-A00-P-1P\",+Reference!$C$20,IF(B12=\"VES-A00-P-2P\",+Reference!$C$21,IF(B12=\"VES-A00-P-3P\",+Reference!$C$22,IF(B12=\"VES-A00-P-4P\",+Reference!$C$23,IF(B12=\"VEU-A00-P-1P\",+Reference!$C$24,IF(B12=\"VEU-A00-P-2P\",+Reference!$C$25,IF(B12=\"VEU-A00-P-3P\",+Reference!$C$26,IF(B12=\"VEU-A00-P-4P\",+Reference!$C$27,IF(B12=\"To Select\",\"Pending\",0))))))))))))))","v":0},null,0,null,0,0,0,null,null,"VES-P-3P=8",0,0,0,0,0,0,0,0,0,0,0,0,0,0,null,{"$f":"IF($A$2=\"UL\",(IF($AN12=1,(IF(AND($W12=1, $V12=1),Reference!$C$56,IF(AND($X12=1, $V12=1),Reference!$C$59,IF(AND($Y12=1, $V12=1),Reference!$C$57,IF(AND($W12=1, $V12=2),Reference!$C$57,IF(AND($X12=1, $V12=2),Reference!$C$60,IF(AND($Y12=1, $V12=2),Reference!$C$63,IF(AND($W12=1, $V12=3),Reference!$C$58,IF(AND($X12=1, $V12=3),Reference!$C$61,IF(AND($Y12=1, $V12=3),Reference!$C$64,0)))))))))),(IF($V12=0,0,IF($V12=1,Reference!$C$53,IF($V12=2,Reference!$C$54,IF($V12=3,Reference!$C$55,0))))))),(IF($AN12=1,(IF(AND($W12=1, $V12=1),Reference!$C$41,IF(AND($X12=1, $V12=1),Reference!$C$44,IF(AND($Y12=1, $V12=1),Reference!$C$42,IF(AND($W12=1, $V12=2),Reference!$C$42,IF(AND($X12=1, $V12=2),Reference!$C$45,IF(AND($Y12=1, $V12=2),Reference!$C$48,IF(AND($W12=1, $V12=3),Reference!$C$43,IF(AND($X12=1, $V12=3),Reference!$C$46,IF(AND($Y12=1, $V12=3),Reference!$C$49,0)))))))))),(IF($V12=0,0,IF($V12=1,Reference!$C$38,IF($V12=2,Reference!$C$39,IF($V12=3,Reference!$C$40,0))))))))","v":0},{"$f":"IF($A$2=\"UL\",(IF($AN12=1,(IF(AND($W12=1, $V12=1),Reference!$B$56,IF(AND($X12=1, $V12=1),Reference!$B$59,IF(AND($Y12=1, $V12=1),Reference!$B$57,IF(AND($W12=1, $V12=2),Reference!$B$57,IF(AND($X12=1, $V12=2),Reference!$B$60,IF(AND($Y12=1, $V12=2),Reference!$B$63,IF(AND($W12=1, $V12=3),Reference!$B$58,IF(AND($X12=1, $V12=3),Reference!$B$61,IF(AND($Y12=1, $V12=3),Reference!$B$64,0)))))))))),(IF($V12=0,0,IF($V12=1,Reference!$B$53,IF($V12=2,Reference!$B$54,IF($V12=3,Reference!$B$55,0))))))),(IF($AN12=1,(IF(AND($W12=1, $V12=1),Reference!$B$41,IF(AND($X12=1, $V12=1),Reference!$B$44,IF(AND($Y12=1, $V12=1),Reference!$B$42,IF(AND($W12=1, $V12=2),Reference!$B$42,IF(AND($X12=1, $V12=2),Reference!$B$45,IF(AND($Y12=1, $V12=2),Reference!$B$48,IF(AND($W12=1, $V12=3),Reference!$B$43,IF(AND($X12=1, $V12=3),Reference!$B$46,IF(AND($Y12=1, $V12=3),Reference!$B$49,0)))))))))),(IF($V12=0,0,IF($V12=1,Reference!$B$38,IF($V12=2,Reference!$B$39,IF($V12=3,Reference!$B$40,0))))))))","v":0},0,{"$f":"IF($AN12=1,(IF(AND($W12=1, $V12=1),Reference!$G$41,IF(AND($X12=1, $V12=1),Reference!$G$44,IF(AND($Y12=1, $V12=1),Reference!$G$42,IF(AND($W12=1, $V12=2),Reference!$G$42,IF(AND($X12=1, $V12=2),Reference!$G$45,IF(AND($Y12=1, $V12=2),Reference!$G$48,IF(AND($W12=1, $V12=3),Reference!$G$43,IF(AND($X12=1, $V12=3),Reference!$G$46,IF(AND($Y12=1, $V12=3),Reference!$G$49,0)))))))))),(IF($V12=0,0,IF($V12=1,Reference!$G$38,IF($V12=2,Reference!$G$39,IF($V12=3,Reference!$G$40,))))))","v":0},0,0,0,0,0,0,{"$f":"+AL12+AK12+AM12","v":0},0,null,null,0,null,0,null,null,null,null,null,0,null,{"$f":"IF($A$2=\"UL\",(IF($Z12=1,(IF($C12=\"Standard\",(IF(OR($D12=\"VEP1\",$D12=\"VEP2\"),Reference!$B$140,IF(OR($D12=\"VES1\",$D12=\"VES2\"),Reference!$B$140,IF(OR($D12=\"VEU1\",$D12=\"VEU2\"),Reference!$B$141,0)))),IF($C12=\"Silent\",(IF(OR($D12=\"VEP1\",$D12=\"VEP2\"),Reference!$B$140,IF(OR($D12=\"VES1\",$D12=\"VES2\"),Reference!$B$140,IF(OR($D12=\"VEU1\",$D12=\"VEU2\"),Reference!$B$141,0)))),IF($C12=\"Freeze\",(IF(OR($D12=\"VEP1\",$D12=\"VEP2\"),Reference!$B$143,IF(OR($D12=\"VES1\",$D12=\"VES2\"),Reference!$B$143,IF(OR($D12=\"VEU1\",$D12=\"VEU2\"),Reference!$B$144,0)))),0)))),(IF($C12=\"Standard\",(IF(OR($D12=\"VEP1\",$D12=\"VEP2\"),Reference!$B$122,IF(OR($D12=\"VES1\",$D12=\"VES2\"),Reference!$B$122,IF(OR($D12=\"VEU1\",$D12=\"VEU2\"),Reference!$B$123,0)))),IF($C12=\"Silent\",(IF(OR($D12=\"VEP1\",$D12=\"VEP2\"),Reference!$B$122,IF(OR($D12=\"VES1\",$D12=\"VES2\"),Reference!$B$122,IF(OR($D12=\"VEU1\",$D12=\"VEU2\"),Reference!$B$123,0)))),IF($C12=\"Freeze\",(IF(OR($D12=\"VEP1\",$D12=\"VEP2\"),Reference!$B$140,IF(OR($D12=\"VES1\",$D12=\"VES2\"),Reference!$B$140,IF(OR($D12=\"VEU1\",$D12=\"VEU2\"),Reference!$B$141,0)))),0)))))),(IF($Z12=1,(IF($C12=\"Standard\",(IF(OR($D12=\"VEP1\",$D12=\"VEP2\"),Reference!$B$109,IF(OR($D12=\"VES1\",$D12=\"VES2\"),Reference!$B$110,IF(OR($D12=\"VEU1\",$D12=\"VEU2\"),Reference!$B$111,0)))),IF($C12=\"Silent\",(IF(OR($D12=\"VEP1\",$D12=\"VEP2\"),Reference!$B$109,IF(OR($D12=\"VES1\",$D12=\"VES2\"),Reference!$B$110,IF(OR($D12=\"VEU1\",$D12=\"VEU2\"),Reference!$B$111,0)))),IF($C12=\"Freeze\",(IF(OR($D12=\"VEP1\",$D12=\"VEP2\"),Reference!$B$112,IF(OR($D12=\"VES1\",$D12=\"VES2\"),Reference!$B$113,IF(OR($D12=\"VEU1\",$D12=\"VEU2\"),Reference!$B$114,0)))),0)))),(IF($C12=\"Standard\",(IF(OR($D12=\"VEP1\",$D12=\"VEP2\"),Reference!$B$91,IF(OR($D12=\"VES1\",$D12=\"VES2\"),Reference!$B$92,IF(OR($D12=\"VEU1\",$D12=\"VEU2\"),Reference!$B$93,0)))),IF($C12=\"Silent\",(IF(OR($D12=\"VEP1\",$D12=\"VEP2\"),Reference!$B$91,IF(OR($D12=\"VES1\",$D12=\"VES2\"),Reference!$B$92,IF(OR($D12=\"VEU1\",$D12=\"VEU2\"),Reference!$B$93,0)))),IF($C12=\"Freeze\",(IF(OR($D12=\"VEP1\",$D12=\"VEP2\"),Reference!$B$94,IF(OR($D12=\"VES1\",$D12=\"VES2\"),Reference!$B$95,IF(OR($D12=\"VEU1\",$D12=\"VEU2\"),Reference!$B$96,0)))),0)))))))","v":0},0,{"$f":"IF($A$2=\"UL\",(IF($Z12=1,(IF($C12=\"Standard\",(IF(OR($D12=\"VEP1\",$D12=\"VEP2\"),Reference!$C$140,IF(OR($D12=\"VES1\",$D12=\"VES2\"),Reference!$C$140,IF(OR($D12=\"VEU1\",$D12=\"VEU2\"),Reference!$C$141,0)))),IF($C12=\"Silent\",(IF(OR($D12=\"VEP1\",$D12=\"VEP2\"),Reference!$C$140,IF(OR($D12=\"VES1\",$D12=\"VES2\"),Reference!$C$140,IF(OR($D12=\"VEU1\",$D12=\"VEU2\"),Reference!$C$141,0)))),IF($C12=\"Freeze\",(IF(OR($D12=\"VEP1\",$D12=\"VEP2\"),Reference!$C$143,IF(OR($D12=\"VES1\",$D12=\"VES2\"),Reference!$C$143,IF(OR($D12=\"VEU1\",$D12=\"VEU2\"),Reference!$C$144,0)))),0)))),(IF($C12=\"Standard\",(IF(OR($D12=\"VEP1\",$D12=\"VEP2\"),Reference!$C$122,IF(OR($D12=\"VES1\",$D12=\"VES2\"),Reference!$C$122,IF(OR($D12=\"VEU1\",$D12=\"VEU2\"),Reference!$C$123,0)))),IF($C12=\"Silent\",(IF(OR($D12=\"VEP1\",$D12=\"VEP2\"),Reference!$C$122,IF(OR($D12=\"VES1\",$D12=\"VES2\"),Reference!$C$122,IF(OR($D12=\"VEU1\",$D12=\"VEU2\"),Reference!$C$123,0)))),IF($C12=\"Freeze\",(IF(OR($D12=\"VEP1\",$D12=\"VEP2\"),Reference!$C$140,IF(OR($D12=\"VES1\",$D12=\"VES2\"),Reference!$C$140,IF(OR($D12=\"VEU1\",$D12=\"VEU2\"),Reference!$C$141,0)))),0)))))),(IF($Z12=1,(IF($C12=\"Standard\",(IF(OR($D12=\"VEP1\",$D12=\"VEP2\"),Reference!$C$109,IF(OR($D12=\"VES1\",$D12=\"VES2\"),Reference!$C$110,IF(OR($D12=\"VEU1\",$D12=\"VEU2\"),Reference!$C$111,0)))),IF($C12=\"Silent\",(IF(OR($D12=\"VEP1\",$D12=\"VEP2\"),Reference!$C$109,IF(OR($D12=\"VES1\",$D12=\"VES2\"),Reference!$C$110,IF(OR($D12=\"VEU1\",$D12=\"VEU2\"),Reference!$C$111,0)))),IF($C12=\"Freeze\",(IF(OR($D12=\"VEP1\",$D12=\"VEP2\"),Reference!$C$112,IF(OR($D12=\"VES1\",$D12=\"VES2\"),Reference!$C$113,IF(OR($D12=\"VEU1\",$D12=\"VEU2\"),Reference!$C$114,0)))),0)))),(IF($C12=\"Standard\",(IF(OR($D12=\"VEP1\",$D12=\"VEP2\"),Reference!$C$91,IF(OR($D12=\"VES1\",$D12=\"VES2\"),Reference!$C$92,IF(OR($D12=\"VEU1\",$D12=\"VEU2\"),Reference!$C$93,0)))),IF($C12=\"Silent\",(IF(OR($D12=\"VEP1\",$D12=\"VEP2\"),Reference!$C$91,IF(OR($D12=\"VES1\",$D12=\"VES2\"),Reference!$C$92,IF(OR($D12=\"VEU1\",$D12=\"VEU2\"),Reference!$C$93,0)))),IF($C12=\"Freeze\",(IF(OR($D12=\"VEP1\",$D12=\"VEP2\"),Reference!$C$94,IF(OR($D12=\"VES1\",$D12=\"VES2\"),Reference!$C$95,IF(OR($D12=\"VEU1\",$D12=\"VEU2\"),Reference!$C$96,0)))),0)))))))","v":0},{"$f":"IF($A$2=\"UL\",(IF($Z12=1,(IF($C12=\"Standard\",(IF(OR($D12=\"VEP1\",$D12=\"VEP2\"),Reference!$D$140,IF(OR($D12=\"VES1\",$D12=\"VES2\"),Reference!$D$140,IF(OR($D12=\"VEU1\",$D12=\"VEU2\"),Reference!$D$141,0)))),IF($C12=\"Silent\",(IF(OR($D12=\"VEP1\",$D12=\"VEP2\"),Reference!$D$140,IF(OR($D12=\"VES1\",$D12=\"VES2\"),Reference!$D$140,IF(OR($D12=\"VEU1\",$D12=\"VEU2\"),Reference!$D$141,0)))),IF($C12=\"Freeze\",(IF(OR($D12=\"VEP1\",$D12=\"VEP2\"),Reference!$D$143,IF(OR($D12=\"VES1\",$D12=\"VES2\"),Reference!$D$143,IF(OR($D12=\"VEU1\",$D12=\"VEU2\"),Reference!$D$144,0)))),0)))),(IF($C12=\"Standard\",(IF(OR($D12=\"VEP1\",$D12=\"VEP2\"),Reference!$D$122,IF(OR($D12=\"VES1\",$D12=\"VES2\"),Reference!$D$122,IF(OR($D12=\"VEU1\",$D12=\"VEU2\"),Reference!$D$123,0)))),IF($C12=\"Silent\",(IF(OR($D12=\"VEP1\",$D12=\"VEP2\"),Reference!$D$122,IF(OR($D12=\"VES1\",$D12=\"VES2\"),Reference!$D$122,IF(OR($D12=\"VEU1\",$D12=\"VEU2\"),Reference!$D$123,0)))),IF($C12=\"Freeze\",(IF(OR($D12=\"VEP1\",$D12=\"VEP2\"),Reference!$D$140,IF(OR($D12=\"VES1\",$D12=\"VES2\"),Reference!$D$140,IF(OR($D12=\"VEU1\",$D12=\"VEU2\"),Reference!$D$141,0)))),0)))))),(IF($Z12=1,(IF($C12=\"Standard\",(IF(OR($D12=\"VEP1\",$D12=\"VEP2\"),Reference!$D$109,IF(OR($D12=\"VES1\",$D12=\"VES2\"),Reference!$D$110,IF(OR($D12=\"VEU1\",$D12=\"VEU2\"),Reference!$D$111,0)))),IF($C12=\"Silent\",(IF(OR($D12=\"VEP1\",$D12=\"VEP2\"),Reference!$D$109,IF(OR($D12=\"VES1\",$D12=\"VES2\"),Reference!$D$110,IF(OR($D12=\"VEU1\",$D12=\"VEU2\"),Reference!$D$111,0)))),IF($C12=\"Freeze\",(IF(OR($D12=\"VEP1\",$D12=\"VEP2\"),Reference!$D$112,IF(OR($D12=\"VES1\",$D12=\"VES2\"),Reference!$D$113,IF(OR($D12=\"VEU1\",$D12=\"VEU2\"),Reference!$D$114,0)))),0)))),(IF($C12=\"Standard\",(IF(OR($D12=\"VEP1\",$D12=\"VEP2\"),Reference!$D$91,IF(OR($D12=\"VES1\",$D12=\"VES2\"),Reference!$D$92,IF(OR($D12=\"VEU1\",$D12=\"VEU2\"),Reference!$D$93,0)))),IF($C12=\"Silent\",(IF(OR($D12=\"VEP1\",$D12=\"VEP2\"),Reference!$D$91,IF(OR($D12=\"VES1\",$D12=\"VES2\"),Reference!$D$92,IF(OR($D12=\"VEU1\",$D12=\"VEU2\"),Reference!$D$93,0)))),IF($C12=\"Freeze\",(IF(OR($D12=\"VEP1\",$D12=\"VEP2\"),Reference!$D$94,IF(OR($D12=\"VES1\",$D12=\"VES2\"),Reference!$D$95,IF(OR($D12=\"VEU1\",$D12=\"VEU2\"),Reference!$D$96,0)))),0)))))))","v":0},0,0,0,null,"No",0,0,0,0,{"$f":"IF(B12>0,(IF($BL12=1,IF($BN12=3,Reference!$C$194,IF($BN12=4,Reference!$C$196,IF($BN12=5,Reference!$C$198,0))),IF($BL12=2,IF($BN12=4,Reference!$C$195,IF($BN12=5,Reference!$C$197,IF($BN12=6,Reference!$C$199,0)))))),0)","v":0},{"$f":"IF(B12>0,(IF($BL12=1,IF($BN12=3,Reference!$D$194,IF($BN12=4,Reference!$D$196,IF($BN12=5,Reference!$D$198,0))),IF($BL12=2,IF($BN12=4,Reference!$D$195,IF($BN12=5,Reference!$D$197,IF($BN12=6,Reference!$D$199,0)))))),0)","v":0},{"$f":"IF(B12>0,(IF($BL12=1,IF($BN12=3,Reference!$E$194,IF($BN12=4,Reference!$E$196,IF($BN12=5,Reference!$E$198,0))),IF($BL12=2,IF($BN12=4,Reference!$E$195,IF($BN12=5,Reference!$E$197,IF($BN12=6,Reference!$E$199,0)))))),0)","v":0},0,0,null,{"$f":"IF($BS12=1,(IF($BT12=\"NU2\",Reference!$B$221,IF($BT12=\"NU2D\",Reference!$B$222,IF($BT12=\"NU5N\",Reference!$B$223,IF($BT12=\"NU5DN\",Reference!$B$224,IF($BT12=\"NU5DOData\",Reference!$B$225,IF($BT12=\"NU5DOFD\",Reference!$B$227,IF($BT12=\"NU5DF\",Reference!$B$226,\"\")))))))),0)","v":0},{"$f":"IF($BS12=1,(IF($BT12=\"NU2\",Reference!$D$221,IF($BT12=\"NU2D\",Reference!$D$222,IF($BT12=\"NU5N\",Reference!$D$223,IF($BT12=\"NU5DN\",Reference!$D$224,IF($BT12=\"NU5DOData\",Reference!$D$225,IF($BT12=\"NU5DOFD\",Reference!$D$227,IF($BT12=\"NU5DF\",Reference!$D$226,\"\")))))))),0)","v":0},{"$f":"IF($BS12=1,(IF($BT12=\"NU2\",Reference!$E$221,IF($BT12=\"NU2D\",Reference!$E$222,IF($BT12=\"NU5N\",Reference!$E$223,IF($BT12=\"NU5DN\",Reference!$E$224,IF($BT12=\"NU5DOData\",Reference!$E$225,IF($BT12=\"NU5DOFD\",Reference!$E$227,IF($BT12=\"NU5DF\",Reference!$E$226,\"\")))))))),0)","v":0},null,null,{"$f":"IF($BY12=\"AD-10-1960\",Reference!$G$232,IF($BY12=\"AD-10-1963\",Reference!$G$233,IF($BY12=\"AD-10-1966\",Reference!$G$237,IF($BY12=\"AD-10-1975\",Reference!$G$237,IF($BY12=\"AD-10-1980\",Reference!$G$238,\"\")))))","v":""},{"$f":"IF($BY12=\"AD-10-1960\",Reference!$F$232,IF($BY12=\"AD-10-1963\",Reference!$F$233,IF($BY12=\"AD-10-1966\",Reference!$F$237,IF($BY12=\"AD-10-1975\",Reference!$F$237,IF($BY12=\"AD-10-1980\",Reference!$F$238,\"\")))))","v":""},{"$f":"IF($BY12=\"AD-10-1960\",Reference!$E$232,IF($BY12=\"AD-10-1963\",Reference!$E$233,IF($BY12=\"AD-10-1966\",Reference!$E$237,IF($BY12=\"AD-10-1975\",Reference!$E$237,IF($BY12=\"AD-10-1980\",Reference!$E$238,\"\")))))","v":""},0,{"$f":"(IF($F12>0,(IF($CC12=\"AD-05-5400\",'Battery Consumption'!$D$5,IF($CC12=\"AD-05-5410\",'Battery Consumption'!$D$6,IF($CC12=\"AD-05-5405\",'Battery Consumption'!$D$7,IF($CC12=\"AD-05-5415\",'Battery Consumption'!$D$8,IF($CC12=\"AD-05-5425\",'Battery Consumption'!$D$9,IF($CC12=\"AD-05-5420\",'Battery Consumption'!$D$10,IF($CC12=\"AD-05-5430\",'Battery Consumption'!$D$11,IF($CC12=\"AD-05-5440\",'Battery Consumption'!$D$12,IF($CC12=\"AD-05-5435\",'Battery Consumption'!$D$13,IF($CC12=\"AD-05-5445\",'Battery Consumption'!$D$14,IF($CC12=\"AD-05-5455\",'Battery Consumption'!$D$15,IF($CC12=\"AD-05-5450\",'Battery Consumption'!$D$16,IF($CC12=\"AD-05-5460\",'Battery Consumption'!$D$17,IF($CC12=\"AD-05-5465\",'Battery Consumption'!$D$18,IF($CC12=\"AD-05-5470\",'Battery Consumption'!$D$19,IF($CC12=\"AD-05-5401\",'Battery Consumption'!$D$20,IF($CC12=\"AD-05-5413\",'Battery Consumption'!$D$21,IF($CC12=\"AD-05-5406\",'Battery Consumption'!$D$22,IF($CC12=\"AD-05-5416\",'Battery Consumption'!$D$23,IF($CC12=\"AD-05-5426\",'Battery Consumption'!$D$24,IF($CC12=\"AD-05-5421\",'Battery Consumption'!$D$25,IF($CC12=\"AD-05-5432\",'Battery Consumption'!$D$26,IF($CC12=\"AD-05-5441\",'Battery Consumption'!$D$27,IF($CC12=\"AD-05-5437\",'Battery Consumption'!$D$28,IF($CC12=\"AD-05-5446\",'Battery Consumption'!$D$29,IF($CC12=\"AD-05-5456\",'Battery Consumption'!$D$30,IF($CC12=\"AD-05-5451\",'Battery Consumption'!$D$31,IF($CC12=\"AD-05-5461\",'Battery Consumption'!$D$32,IF($CC12=\"AD-05-5471\",'Battery Consumption'!$D$33,IF($CC12=\"AD-05-5466\",'Battery Consumption'!$D$34,0))))))))))))))))))))))))))))))),0))","v":0},0,{"$f":"(IF($F12>0,(IF($CC12=\"AD-05-5400\",'Battery Consumption'!$E$5,IF($CC12=\"AD-05-5410\",'Battery Consumption'!$E$6,IF($CC12=\"AD-05-5405\",'Battery Consumption'!$E$7,IF($CC12=\"AD-05-5415\",'Battery Consumption'!$E$8,IF($CC12=\"AD-05-5425\",'Battery Consumption'!$E$9,IF($CC12=\"AD-05-5420\",'Battery Consumption'!$E$10,IF($CC12=\"AD-05-5430\",'Battery Consumption'!$E$11,IF($CC12=\"AD-05-5440\",'Battery Consumption'!$E$12,IF($CC12=\"AD-05-5435\",'Battery Consumption'!$E$13,IF($CC12=\"AD-05-5445\",'Battery Consumption'!$E$14,IF($CC12=\"AD-05-5455\",'Battery Consumption'!$E$15,IF($CC12=\"AD-05-5450\",'Battery Consumption'!$E$16,IF($CC12=\"AD-05-5460\",'Battery Consumption'!$E$17,IF($CC12=\"AD-05-5465\",'Battery Consumption'!$E$18,IF($CC12=\"AD-05-5470\",'Battery Consumption'!$E$19,IF($CC12=\"AD-05-5401\",'Battery Consumption'!$E$20,IF($CC12=\"AD-05-5413\",'Battery Consumption'!$E$21,IF($CC12=\"AD-05-5406\",'Battery Consumption'!$E$22,IF($CC12=\"AD-05-5416\",'Battery Consumption'!$E$23,IF($CC12=\"AD-05-5426\",'Battery Consumption'!$E$24,IF($CC12=\"AD-05-5421\",'Battery Consumption'!$E$25,IF($CC12=\"AD-05-5432\",'Battery Consumption'!$E$26,IF($CC12=\"AD-05-5441\",'Battery Consumption'!$E$27,IF($CC12=\"AD-05-5437\",'Battery Consumption'!$E$28,IF($CC12=\"AD-05-5446\",'Battery Consumption'!$E$29,IF($CC12=\"AD-05-5456\",'Battery Consumption'!$E$30,IF($CC12=\"AD-05-5451\",'Battery Consumption'!$E$31,IF($CC12=\"AD-05-5461\",'Battery Consumption'!$E$32,IF($CC12=\"AD-05-5471\",'Battery Consumption'!$E$33,IF($CC12=\"AD-05-5466\",'Battery Consumption'!$E$34,0))))))))))))))))))))))))))))))),0))","v":0},0,0,{"$f":"IF($F12>0,(IF($CH12<12,Reference!$J$259,IF($CH12<24,Reference!$J$260,IF($CH12<65,Reference!$J$260,\"Get your own\")))),0)","v":0},{"$f":"IF($F12>0,(IF($CH12<12,Reference!$F$259,IF($CH12<24,Reference!$F$260,IF($CH12<65,Reference!$F$260,\"Get your own\")))),0)","v":0},{"$f":"IF($F12>0,(IF($CH12<12,Reference!$H$259,IF($CH12<24,Reference!$H$260,IF($CH12<65,Reference!$H$260,\"Get your own\")))),0)","v":0},null,null,null,"VES-A00-P-2P","VES-A00, 2 PipesIndividual), Max 4(Common), LED Display",0]
[9,null,null,0,{"$f":"IF(B13=\"VEP-A00-1P\",+Reference!$C$15,IF(B13=\"VEP-A00-P-1P\",+Reference!$C$16,IF(B13=\"VEP-A00-P-2P\",+Reference!$C$17,IF(B13=\"VEP-A00-P-3P\",+Reference!$C$18,IF(B13=\"VEP-A00-P-4P\",+Reference!$C$19,IF(B13=\"VES-A00-P-1P\",+Reference!$C$20,IF(B13=\"VES-A00-P-2P\",+Reference!$C$21,IF(B13=\"VES-A00-P-3P\",+Reference!$C$22,IF(B13=\"VES-A00-P-4P\",+Reference!$C$23,IF(B13=\"VEU-A00-P-1P\",+Reference!$C$24,IF(B13=\"VEU-A00-P-2P\",+Reference!$C$25,IF(B13=\"VEU-A00-P-3P\",+Reference!$C$26,IF(B13=\"VEU-A00-P-4P\",+Reference!$C$27,IF(B13=\"To Select\",\"Pending\",0))))))))))))))","v":0},null,0,null,0,{"$f":"IF($H11=\"Yes\",$H13,$I13)","v":0},0,null,null,"VES-P-4P=9",0,0,0,0,0,0,0,0,0,0,0,0,0,0,null,{"$f":"IF($A$2=\"UL\",(IF($AN13=1,(IF(AND($W13=1, $V13=1),Reference!$C$56,IF(AND($X13=1, $V13=1),Reference!$C$59,IF(AND($Y13=1, $V13=1),Reference!$C$57,IF(AND($W13=1, $V13=2),Reference!$C$57,IF(AND($X13=1, $V13=2),Reference!$C$60,IF(AND($Y13=1, $V13=2),Reference!$C$63,IF(AND($W13=1, $V13=3),Reference!$C$58,IF(AND($X13=1, $V13=3),Reference!$C$61,IF(AND($Y13=1, $V13=3),Reference!$C$64,0)))))))))),(IF($V13=0,0,IF($V13=1,Reference!$C$53,IF($V13=2,Reference!$C$54,IF($V13=3,Reference!$C$55,0))))))),(IF($AN13=1,(IF(AND($W13=1, $V13=1),Reference!$C$41,IF(AND($X13=1, $V13=1),Reference!$C$44,IF(AND($Y13=1, $V13=1),Reference!$C$42,IF(AND($W13=1, $V13=2),Reference!$C$42,IF(AND($X13=1, $V13=2),Reference!$C$45,IF(AND($Y13=1, $V13=2),Reference!$C$48,IF(AND($W13=1, $V13=3),Reference!$C$43,IF(AND($X13=1, $V13=3),Reference!$C$46,IF(AND($Y13=1, $V13=3),Reference!$C$49,0)))))))))),(IF($V13=0,0,IF($V13=1,Reference!$C$38,IF($V13=2,Reference!$C$39,IF($V13=3,Reference!$C$40,0))))))))","v":0},{"$f":"IF($A$2=\"UL\",(IF($AN13=1,(IF(AND($W13=1, $V13=1),Reference!$B$56,IF(AND($X13=1, $V13=1),Reference!$B$59,IF(AND($Y13=1, $V13=1),Reference!$B$57,IF(AND($W13=1, $V13=2),Reference!$B$57,IF(AND($X13=1, $V13=2),Reference!$B$60,IF(AND($Y13=1, $V13=2),Reference!$B$63,IF(AND($W13=1, $V13=3),Reference!$B$58,IF(AND($X13=1, $V13=3),Reference!$B$61,IF(AND($Y13=1, $V13=3),Reference!$B$64,0)))))))))),(IF($V13=0,0,IF($V13=1,Reference!$B$53,IF($V13=2,Reference!$B$54,IF($V13=3,Reference!$B$55,0))))))),(IF($AN13=1,(IF(AND($W13=1, $V13=1),Reference!$B$41,IF(AND($X13=1, $V13=1),Reference!$B$44,IF(AND($Y13=1, $V13=1),Reference!$B$42,IF(AND($W13=1, $V13=2),Reference!$B$42,IF(AND($X13=1, $V13=2),Reference!$B$45,IF(AND($Y13=1, $V13=2),Reference!$B$48,IF(AND($W13=1, $V13=3),Reference!$B$43,IF(AND($X13=1, $V13=3),Reference!$B$46,IF(AND($Y13=1, $V13=3),Reference!$B$49,0)))))))))),(IF($V13=0,0,IF($V13=1,Reference!$B$38,IF($V13=2,Reference!$B$39,IF($V13=3,Reference!$B$40,0))))))))","v":0},0,{"$f":"IF($AN13=1,(IF(AND($W13=1, $V13=1),Reference!$G$41,IF(AND($X13=1, $V13=1),Reference!$G$44,IF(AND($Y13=1, $V13=1),Reference!$G$42,IF(AND($W13=1, $V13=2),Reference!$G$42,IF(AND($X13=1, $V13=2),Reference!$G$45,IF(AND($Y13=1, $V13=2),Reference!$G$48,IF(AND($W13=1, $V13=3),Reference!$G$43,IF(AND($X13=1, $V13=3),Reference!$G$46,IF(AND($Y13=1, $V13=3),Reference!$G$49,0)))))))))),(IF($V13=0,0,IF($V13=1,Reference!$G$38,IF($V13=2,Reference!$G$39,IF($V13=3,Reference!$G$40,))))))","v":0},0,0,0,0,0,0,0,0,null,null,0,null,0,null,null,null,null,null,0,null,{"$f":"IF($A$2=\"UL\",(IF($Z13=1,(IF($C13=\"Standard\",(IF(OR($D13=\"VEP1\",$D13=\"VEP2\"),Reference!$B$140,IF(OR($D13=\"VES1\",$D13=\"VES2\"),Reference!$B$140,IF(OR($D13=\"VEU1\",$D13=\"VEU2\"),Reference!$B$141,0)))),IF($C13=\"Silent\",(IF(OR($D13=\"VEP1\",$D13=\"VEP2\"),Reference!$B$140,IF(OR($D13=\"VES1\",$D13=\"VES2\"),Reference!$B$140,IF(OR($D13=\"VEU1\",$D13=\"VEU2\"),Reference!$B$141,0)))),IF($C13=\"Freeze\",(IF(OR($D13=\"VEP1\",$D13=\"VEP2\"),Reference!$B$143,IF(OR($D13=\"VES1\",$D13=\"VES2\"),Reference!$B$143,IF(OR($D13=\"VEU1\",$D13=\"VEU2\"),Reference!$B$144,0)))),0)))),(IF($C13=\"Standard\",(IF(OR($D13=\"VEP1\",$D13=\"VEP2\"),Reference!$B$122,IF(OR($D13=\"VES1\",$D13=\"VES2\"),Reference!$B$122,IF(OR($D13=\"VEU1\",$D13=\"VEU2\"),Reference!$B$123,0)))),IF($C13=\"Silent\",(IF(OR($D13=\"VEP1\",$D13=\"VEP2\"),Reference!$B$122,IF(OR($D13=\"VES1\",$D13=\"VES2\"),Reference!$B$122,IF(OR($D13=\"VEU1\",$D13=\"VEU2\"),Reference!$B$123,0)))),IF($C13=\"Freeze\",(IF(OR($D13=\"VEP1\",$D13=\"VEP2\"),Reference!$B$140,IF(OR($D13=\"VES1\",$D13=\"VES2\"),Reference!$B$140,IF(OR($D13=\"VEU1\",$D13=\"VEU2\"),Reference!$B$141,0)))),0)))))),(IF($Z13=1,(IF($C13=\"Standard\",(IF(OR($D13=\"VEP1\",$D13=\"VEP2\"),Reference!$B$109,IF(OR($D13=\"VES1\",$D13=\"VES2\"),Reference!$B$110,IF(OR($D13=\"VEU1\",$D13=\"VEU2\"),Reference!$B$111,0)))),IF($C13=\"Silent\",(IF(OR($D13=\"VEP1\",$D13=\"VEP2\"),Reference!$B$109,IF(OR($D13=\"VES1\",$D13=\"VES2\"),Reference!$B$110,IF(OR($D13=\"VEU1\",$D13=\"VEU2\"),Reference!$B$111,0)))),IF($C13=\"Freeze\",(IF(OR($D13=\"VEP1\",$D13=\"VEP2\"),Reference!$B$112,IF(OR($D13=\"VES1\",$D13=\"VES2\"),Reference!$B$113,IF(OR($D13=\"VEU1\",$D13=\"VEU2\"),Reference!$B$114,0)))),0)))),(IF($C13=\"Standard\",(IF(OR($D13=\"VEP1\",$D13=\"VEP2\"),Reference!$B$91,IF(OR($D13=\"VES1\",$D13=\"VES2\"),Reference!$B$92,IF(OR($D13=\"VEU1\",$D13=\"VEU2\"),Reference!$B$93,0)))),IF($C13=\"Silent\",(IF(OR($D13=\"VEP1\",$D13=\"VEP2\"),Reference!$B$91,IF(OR($D13=\"VES1\",$D13=\"VES2\"),Reference!$B$92,IF(OR($D13=\"VEU1\",$D13=\"VEU2\"),Reference!$B$93,0)))),IF($C13=\"Freeze\",(IF(OR($D13=\"VEP1\",$D13=\"VEP2\"),Reference!$B$94,IF(OR($D13=\"VES1\",$D13=\"VES2\"),Reference!$B$95,IF(OR($D13=\"VEU1\",$D13=\"VEU2\"),Reference!$B$96,0)))),0)))))))","v":0},0,{"$f":"IF($A$2=\"UL\",(IF($Z13=1,(IF($C13=\"Standard\",(IF(OR($D13=\"VEP1\",$D13=\"VEP2\"),Reference!$C$140,IF(OR($D13=\"VES1\",$D13=\"VES2\"),Reference!$C$140,IF(OR($D13=\"VEU1\",$D13=\"VEU2\"),Reference!$C$141,0)))),IF($C13=\"Silent\",(IF(OR($D13=\"VEP1\",$D13=\"VEP2\"),Reference!$C$140,IF(OR($D13=\"VES1\",$D13=\"VES2\"),Reference!$C$140,IF(OR($D13=\"VEU1\",$D13=\"VEU2\"),Reference!$C$141,0)))),IF($C13=\"Freeze\",(IF(OR($D13=\"VEP1\",$D13=\"VEP2\"),Reference!$C$143,IF(OR($D13=\"VES1\",$D13=\"VES2\"),Reference!$C$143,IF(OR($D13=\"VEU1\",$D13=\"VEU2\"),Reference!$C$144,0)))),0)))),(IF($C13=\"Standard\",(IF(OR($D13=\"VEP1\",$D13=\"VEP2\"),Reference!$C$122,IF(OR($D13=\"VES1\",$D13=\"VES2\"),Reference!$C$122,IF(OR($D13=\"VEU1\",$D13=\"VEU2\"),Reference!$C$123,0)))),IF($C13=\"Silent\",(IF(OR($D13=\"VEP1\",$D13=\"VEP2\"),Reference!$C$122,IF(OR($D13=\"VES1\",$D13=\"VES2\"),Reference!$C$122,IF(OR($D13=\"VEU1\",$D13=\"VEU2\"),Reference!$C$123,0)))),IF($C13=\"Freeze\",(IF(OR($D13=\"VEP1\",$D13=\"VEP2\"),Reference!$C$140,IF(OR($D13=\"VES1\",$D13=\"VES2\"),Reference!$C$140,IF(OR($D13=\"VEU1\",$D13=\"VEU2\"),Reference!$C$141,0)))),0)))))),(IF($Z13=1,(IF($C13=\"Standard\",(IF(OR($D13=\"VEP1\",$D13=\"VEP2\"),Reference!$C$109,IF(OR($D13=\"VES1\",$D13=\"VES2\"),Reference!$C$110,IF(OR($D13=\"VEU1\",$D13=\"VEU2\"),Reference!$C$111,0)))),IF($C13=\"Silent\",(IF(OR($D13=\"VEP1\",$D13=\"VEP2\"),Reference!$C$109,IF(OR($D13=\"VES1\",$D13=\"VES2\"),Reference!$C$110,IF(OR($D13=\"VEU1\",$D13=\"VEU2\"),Reference!$C$111,0)))),IF($C13=\"Freeze\",(IF(OR($D13=\"VEP1\",$D13=\"VEP2\"),Reference!$C$112,IF(OR($D13=\"VES1\",$D13=\"VES2\"),Reference!$C$113,IF(OR($D13=\"VEU1\",$D13=\"VEU2\"),Reference!$C$114,0)))),0)))),(IF($C13=\"Standard\",(IF(OR($D13=\"VEP1\",$D13=\"VEP2\"),Reference!$C$91,IF(OR($D13=\"VES1\",$D13=\"VES2\"),Reference!$C$92,IF(OR($D13=\"VEU1\",$D13=\"VEU2\"),Reference!$C$93,0)))),IF($C13=\"Silent\",(IF(OR($D13=\"VEP1\",$D13=\"VEP2\"),Reference!$C$91,IF(OR($D13=\"VES1\",$D13=\"VES2\"),Reference!$C$92,IF(OR($D13=\"VEU1\",$D13=\"VEU2\"),Reference!$C$93,0)))),IF($C13=\"Freeze\",(IF(OR($D13=\"VEP1\",$D13=\"VEP2\"),Reference!$C$94,IF(OR($D13=\"VES1\",$D13=\"VES2\"),Reference!$C$95,IF(OR($D13=\"VEU1\",$D13=\"VEU2\"),Reference!$C$96,0)))),0)))))))","v":0},{"$f":"IF($A$2=\"UL\",(IF($Z13=1,(IF($C13=\"Standard\",(IF(OR($D13=\"VEP1\",$D13=\"VEP2\"),Reference!$D$140,IF(OR($D13=\"VES1\",$D13=\"VES2\"),Reference!$D$140,IF(OR($D13=\"VEU1\",$D13=\"VEU2\"),Reference!$D$141,0)))),IF($C13=\"Silent\",(IF(OR($D13=\"VEP1\",$D13=\"VEP2\"),Reference!$D$140,IF(OR($D13=\"VES1\",$D13=\"VES2\"),Reference!$D$140,IF(OR($D13=\"VEU1\",$D13=\"VEU2\"),Reference!$D$141,0)))),IF($C13=\"Freeze\",(IF(OR($D13=\"VEP1\",$D13=\"VEP2\"),Reference!$D$143,IF(OR($D13=\"VES1\",$D13=\"VES2\"),Reference!$D$143,IF(OR($D13=\"VEU1\",$D13=\"VEU2\"),Reference!$D$144,0)))),0)))),(IF($C13=\"Standard\",(IF(OR($D13=\"VEP1\",$D13=\"VEP2\"),Reference!$D$122,IF(OR($D13=\"VES1\",$D13=\"VES2\"),Reference!$D$122,IF(OR($D13=\"VEU1\",$D13=\"VEU2\"),Reference!$D$123,0)))),IF($C13=\"Silent\",(IF(OR($D13=\"VEP1\",$D13=\"VEP2\"),Reference!$D$122,IF(OR($D13=\"VES1\",$D13=\"VES2\"),Reference!$D$122,IF(OR($D13=\"VEU1\",$D13=\"VEU2\"),Reference!$D$123,0)))),IF($C13=\"Freeze\",(IF(OR($D13=\"VEP1\",$D13=\"VEP2\"),Reference!$D$140,IF(OR($D13=\"VES1\",$D13=\"VES2\"),Reference!$D$140,IF(OR($D13=\"VEU1\",$D13=\"VEU2\"),Reference!$D$141,0)))),0)))))),(IF($Z13=1,(IF($C13=\"Standard\",(IF(OR($D13=\"VEP1\",$D13=\"VEP2\"),Reference!$D$109,IF(OR($D13=\"VES1\",$D13=\"VES2\"),Reference!$D$110,IF(OR($D13=\"VEU1\",$D13=\"VEU2\"),Reference!$D$111,0)))),IF($C13=\"Silent\",(IF(OR($D13=\"VEP1\",$D13=\"VEP2\"),Reference!$D$109,IF(OR($D13=\"VES1\",$D13=\"VES2\"),Reference!$D$110,IF(OR($D13=\"VEU1\",$D13=\"VEU2\"),Reference!$D$111,0)))),IF($C13=\"Freeze\",(IF(OR($D13=\"VEP1\",$D13=\"VEP2\"),Reference!$D$112,IF(OR($D13=\"VES1\",$D13=\"VES2\"),Reference!$D$113,IF(OR($D13=\"VEU1\",$D13=\"VEU2\"),Reference!$D$114,0)))),0)))),(IF($C13=\"Standard\",(IF(OR($D13=\"VEP1\",$D13=\"VEP2\"),Reference!$D$91,IF(OR($D13=\"VES1\",$D13=\"VES2\"),Reference!$D$92,IF(OR($D13=\"VEU1\",$D13=\"VEU2\"),Reference!$D$93,0)))),IF($C13=\"Silent\",(IF(OR($D13=\"VEP1\",$D13=\"VEP2\"),Reference!$D$91,IF(OR($D13=\"VES1\",$D13=\"VES2\"),Reference!$D$92,IF(OR($D13=\"VEU1\",$D13=\"VEU2\"),Reference!$D$93,0)))),IF($C13=\"Freeze\",(IF(OR($D13=\"VEP1\",$D13=\"VEP2\"),Reference!$D$94,IF(OR($D13=\"VES1\",$D13=\"VES2\"),Reference!$D$95,IF(OR($D13=\"VEU1\",$D13=\"VEU2\"),Reference!$D$96,0)))),0)))))))","v":0},0,0,0,null,"No",0,0,0,0,{"$f":"IF(B13>0,(IF($BL13=1,IF($BN13=3,Reference!$C$194,IF($BN13=4,Reference!$C$196,IF($BN13=5,Reference!$C$198,0))),IF($BL13=2,IF($BN13=4,Reference!$C$195,IF($BN13=5,Reference!$C$197,IF($BN13=6,Reference!$C$199,0)))))),0)","v":0},{"$f":"IF(B13>0,(IF($BL13=1,IF($BN13=3,Reference!$D$194,IF($BN13=4,Reference!$D$196,IF($BN13=5,Reference!$D$198,0))),IF($BL13=2,IF($BN13=4,Reference!$D$195,IF($BN13=5,Reference!$D$197,IF($BN13=6,Reference!$D$199,0)))))),0)","v":0},{"$f":"IF(B13>0,(IF($BL13=1,IF($BN13=3,Reference!$E$194,IF($BN13=4,Reference!$E$196,IF($BN13=5,Reference!$E$198,0))),IF($BL13=2,IF($BN13=4,Reference!$E$195,IF($BN13=5,Reference!$E$197,IF($BN13=6,Reference!$E$199,0)))))),0)","v":0},0,0,null,{"$f":"IF($BS13=1,(IF($BT13=\"NU2\",Reference!$B$221,IF($BT13=\"NU2D\",Reference!$B$222,IF($BT13=\"NU5N\",Reference!$B$223,IF($BT13=\"NU5DN\",Reference!$B$224,IF($BT13=\"NU5DOData\",Reference!$B$225,IF($BT13=\"NU5DOFD\",Reference!$B$227,IF($BT13=\"NU5DF\",Reference!$B$226,\"\")))))))),0)","v":0},{"$f":"IF($BS13=1,(IF($BT13=\"NU2\",Reference!$D$221,IF($BT13=\"NU2D\",Reference!$D$222,IF($BT13=\"NU5N\",Reference!$D$223,IF($BT13=\"NU5DN\",Reference!$D$224,IF($BT13=\"NU5DOData\",Reference!$D$225,IF($BT13=\"NU5DOFD\",Reference!$D$227,IF($BT13=\"NU5DF\",Reference!$D$226,\"\")))))))),0)","v":0},{"$f":"IF($BS13=1,(IF($BT13=\"NU2\",Reference!$E$221,IF($BT13=\"NU2D\",Reference!$E$222,IF($BT13=\"NU5N\",Reference!$E$223,IF($BT13=\"NU5DN\",Reference!$E$224,IF($BT13=\"NU5DOData\",Reference!$E$225,IF($BT13=\"NU5DOFD\",Reference!$E$227,IF($BT13=\"NU5DF\",Reference!$E$226,\"\")))))))),0)","v":0},"Different option",null,{"$f":"IF($BY13=\"AD-10-1960\",Reference!$G$232,IF($BY13=\"AD-10-1963\",Reference!$G$233,IF($BY13=\"AD-10-1966\",Reference!$G$237,IF($BY13=\"AD-10-1975\",Reference!$G$237,IF($BY13=\"AD-10-1980\",Reference!$G$238,\"\")))))","v":""},{"$f":"IF($BY13=\"AD-10-1960\",Reference!$F$232,IF($BY13=\"AD-10-1963\",Reference!$F$233,IF($BY13=\"AD-10-1966\",Reference!$F$237,IF($BY13=\"AD-10-1975\",Reference!$F$237,IF($BY13=\"AD-10-1980\",Reference!$F$238,\"\")))))","v":""},{"$f":"IF($BY13=\"AD-10-1960\",Reference!$E$232,IF($BY13=\"AD-10-1963\",Reference!$E$233,IF($BY13=\"AD-10-1966\",Reference!$E$237,IF($BY13=\"AD-10-1975\",Reference!$E$237,IF($BY13=\"AD-10-1980\",Reference!$E$238,\"\")))))","v":""},0,{"$f":"(IF($F13>0,(IF($CC13=\"AD-05-5400\",'Battery Consumption'!$D$5,IF($CC13=\"AD-05-5410\",'Battery Consumption'!$D$6,IF($CC13=\"AD-05-5405\",'Battery Consumption'!$D$7,IF($CC13=\"AD-05-5415\",'Battery Consumption'!$D$8,IF($CC13=\"AD-05-5425\",'Battery Consumption'!$D$9,IF($CC13=\"AD-05-5420\",'Battery Consumption'!$D$10,IF($CC13=\"AD-05-5430\",'Battery Consumption'!$D$11,IF($CC13=\"AD-05-5440\",'Battery Consumption'!$D$12,IF($CC13=\"AD-05-5435\",'Battery Consumption'!$D$13,IF($CC13=\"AD-05-5445\",'Battery Consumption'!$D$14,IF($CC13=\"AD-05-5455\",'Battery Consumption'!$D$15,IF($CC13=\"AD-05-5450\",'Battery Consumption'!$D$16,IF($CC13=\"AD-05-5460\",'Battery Consumption'!$D$17,IF($CC13=\"AD-05-5465\",'Battery Consumption'!$D$18,IF($CC13=\"AD-05-5470\",'Battery Consumption'!$D$19,IF($CC13=\"AD-05-5401\",'Battery Consumption'!$D$20,IF($CC13=\"AD-05-5413\",'Battery Consumption'!$D$21,IF($CC13=\"AD-05-5406\",'Battery Consumption'!$D$22,IF($CC13=\"AD-05-5416\",'Battery Consumption'!$D$23,IF($CC13=\"AD-05-5426\",'Battery Consumption'!$D$24,IF($CC13=\"AD-05-5421\",'Battery Consumption'!$D$25,IF($CC13=\"AD-05-5432\",'Battery Consumption'!$D$26,IF($CC13=\"AD-05-5441\",'Battery Consumption'!$D$27,IF($CC13=\"AD-05-5437\",'Battery Consumption'!$D$28,IF($CC13=\"AD-05-5446\",'Battery Consumption'!$D$29,IF($CC13=\"AD-05-5456\",'Battery Consumption'!$D$30,IF($CC13=\"AD-05-5451\",'Battery Consumption'!$D$31,IF($CC13=\"AD-05-5461\",'Battery Consumption'!$D$32,IF($CC13=\"AD-05-5471\",'Battery Consumption'!$D$33,IF($CC13=\"AD-05-5466\",'Battery Consumption'!$D$34,0))))))))))))))))))))))))))))))),0))","v":0},0,{"$f":"(IF($F13>0,(IF($CC13=\"AD-05-5400\",'Battery Consumption'!$E$5,IF($CC13=\"AD-05-5410\",'Battery Consumption'!$E$6,IF($CC13=\"AD-05-5405\",'Battery Consumption'!$E$7,IF($CC13=\"AD-05-5415\",'Battery Consumption'!$E$8,IF($CC13=\"AD-05-5425\",'Battery Consumption'!$E$9,IF($CC13=\"AD-05-5420\",'Battery Consumption'!$E$10,IF($CC13=\"AD-05-5430\",'Battery Consumption'!$E$11,IF($CC13=\"AD-05-5440\",'Battery Consumption'!$E$12,IF($CC13=\"AD-05-5435\",'Battery Consumption'!$E$13,IF($CC13=\"AD-05-5445\",'Battery Consumption'!$E$14,IF($CC13=\"AD-05-5455\",'Battery Consumption'!$E$15,IF($CC13=\"AD-05-5450\",'Battery Consumption'!$E$16,IF($CC13=\"AD-05-5460\",'Battery Consumption'!$E$17,IF($CC13=\"AD-05-5465\",'Battery Consumption'!$E$18,IF($CC13=\"AD-05-5470\",'Battery Consumption'!$E$19,IF($CC13=\"AD-05-5401\",'Battery Consumption'!$E$20,IF($CC13=\"AD-05-5413\",'Battery Consumption'!$E$21,IF($CC13=\"AD-05-5406\",'Battery Consumption'!$E$22,IF($CC13=\"AD-05-5416\",'Battery Consumption'!$E$23,IF($CC13=\"AD-05-5426\",'Battery Consumption'!$E$24,IF($CC13=\"AD-05-5421\",'Battery Consumption'!$E$25,IF($CC13=\"AD-05-5432\",'Battery Consumption'!$E$26,IF($CC13=\"AD-05-5441\",'Battery Consumption'!$E$27,IF($CC13=\"AD-05-5437\",'Battery Consumption'!$E$28,IF($CC13=\"AD-05-5446\",'Battery Consumption'!$E$29,IF($CC13=\"AD-05-5456\",'Battery Consumption'!$E$30,IF($CC13=\"AD-05-5451\",'Battery Consumption'!$E$31,IF($CC13=\"AD-05-5461\",'Battery Consumption'!$E$32,IF($CC13=\"AD-05-5471\",'Battery Consumption'!$E$33,IF($CC13=\"AD-05-5466\",'Battery Consumption'!$E$34,0))))))))))))))))))))))))))))))),0))","v":0},0,0,{"$f":"IF($F13>0,(IF($CH13<12,Reference!$J$259,IF($CH13<24,Reference!$J$260,IF($CH13<65,Reference!$J$260,\"Get your own\")))),0)","v":0},{"$f":"IF($F13>0,(IF($CH13<12,Reference!$F$259,IF($CH13<24,Reference!$F$260,IF($CH13<65,Reference!$F$260,\"Get your own\")))),0)","v":0},{"$f":"IF($F13>0,(IF($CH13<12,Reference!$H$259,IF($CH13<24,Reference!$H$260,IF($CH13<65,Reference!$H$260,\"Get your own\")))),0)","v":0},null,null,null,"VES-A00-P-3P","VES-A00, 3 Pipes(Individual),Max 4(Common), LED Display",0]
[10,null,null,0,{"$f":"IF(B14=\"VEP-A00-1P\",+Reference!$C$15,IF(B14=\"VEP-A00-P-1P\",+Reference!$C$16,IF(B14=\"VEP-A00-P-2P\",+Reference!$C$17,IF(B14=\"VEP-A00-P-3P\",+Reference!$C$18,IF(B14=\"VEP-A00-P-4P\",+Reference!$C$19,IF(B14=\"VES-A00-P-1P\",+Reference!$C$20,IF(B14=\"VES-A00-P-2P\",+Reference!$C$21,IF(B14=\"VES-A00-P-3P\",+Reference!$C$22,IF(B14=\"VES-A00-P-4P\",+Reference!$C$23,IF(B14=\"VEU-A00-P-1P\",+Reference!$C$24,IF(B14=\"VEU-A00-P-2P\",+Reference!$C$25,IF(B14=\"VEU-A00-P-3P\",+Reference!$C$26,IF(B14=\"VEU-A00-P-4P\",+Reference!$C$27,IF(B14=\"To Select\",\"Pending\",0))))))))))))))","v":0},null,0,null,0,0,0,null,null,"VEU-P-IP=10",0,0,0,0,0,0,0,0,0,0,0,0,0,0,null,{"$f":"IF($A$2=\"UL\",(IF($AN14=1,(IF(AND($W14=1, $V14=1),Reference!$C$56,IF(AND($X14=1, $V14=1),Reference!$C$59,IF(AND($Y14=1, $V14=1),Reference!$C$57,IF(AND($W14=1, $V14=2),Reference!$C$57,IF(AND($X14=1, $V14=2),Reference!$C$60,IF(AND($Y14=1, $V14=2),Reference!$C$63,IF(AND($W14=1, $V14=3),Reference!$C$58,IF(AND($X14=1, $V14=3),Reference!$C$61,IF(AND($Y14=1, $V14=3),Reference!$C$64,0)))))))))),(IF($V14=0,0,IF($V14=1,Reference!$C$53,IF($V14=2,Reference!$C$54,IF($V14=3,Reference!$C$55,0))))))),(IF($AN14=1,(IF(AND($W14=1, $V14=1),Reference!$C$41,IF(AND($X14=1, $V14=1),Reference!$C$44,IF(AND($Y14=1, $V14=1),Reference!$C$42,IF(AND($W14=1, $V14=2),Reference!$C$42,IF(AND($X14=1, $V14=2),Reference!$C$45,IF(AND($Y14=1, $V14=2),Reference!$C$48,IF(AND($W14=1, $V14=3),Reference!$C$43,IF(AND($X14=1, $V14=3),Reference!$C$46,IF(AND($Y14=1, $V14=3),Reference!$C$49,0)))))))))),(IF($V14=0,0,IF($V14=1,Reference!$C$38,IF($V14=2,Reference!$C$39,IF($V14=3,Reference!$C$40,0))))))))","v":0},{"$f":"IF($A$2=\"UL\",(IF($AN14=1,(IF(AND($W14=1, $V14=1),Reference!$B$56,IF(AND($X14=1, $V14=1),Reference!$B$59,IF(AND($Y14=1, $V14=1),Reference!$B$57,IF(AND($W14=1, $V14=2),Reference!$B$57,IF(AND($X14=1, $V14=2),Reference!$B$60,IF(AND($Y14=1, $V14=2),Reference!$B$63,IF(AND($W14=1, $V14=3),Reference!$B$58,IF(AND($X14=1, $V14=3),Reference!$B$61,IF(AND($Y14=1, $V14=3),Reference!$B$64,0)))))))))),(IF($V14=0,0,IF($V14=1,Reference!$B$53,IF($V14=2,Reference!$B$54,IF($V14=3,Reference!$B$55,0))))))),(IF($AN14=1,(IF(AND($W14=1, $V14=1),Reference!$B$41,IF(AND($X14=1, $V14=1),Reference!$B$44,IF(AND($Y14=1, $V14=1),Reference!$B$42,IF(AND($W14=1, $V14=2),Reference!$B$42,IF(AND($X14=1, $V14=2),Reference!$B$45,IF(AND($Y14=1, $V14=2),Reference!$B$48,IF(AND($W14=1, $V14=3),Reference!$B$43,IF(AND($X14=1, $V14=3),Reference!$B$46,IF(AND($Y14=1, $V14=3),Reference!$B$49,0)))))))))),(IF($V14=0,0,IF($V14=1,Reference!$B$38,IF($V14=2,Reference!$B$39,IF($V14=3,Reference!$B$40,0))))))))","v":0},0,{"$f":"IF($AN14=1,(IF(AND($W14=1, $V14=1),Reference!$G$41,IF(AND($X14=1, $V14=1),Reference!$G$44,IF(AND($Y14=1, $V14=1),Reference!$G$42,IF(AND($W14=1, $V14=2),Reference!$G$42,IF(AND($X14=1, $V14=2),Reference!$G$45,IF(AND($Y14=1, $V14=2),Reference!$G$48,IF(AND($W14=1, $V14=3),Reference!$G$43,IF(AND($X14=1, $V14=3),Reference!$G$46,IF(AND($Y14=1, $V14=3),Reference!$G$49,0)))))))))),(IF($V14=0,0,IF($V14=1,Reference!$G$38,IF($V14=2,Reference!$G$39,IF($V14=3,Reference!$G$40,))))))","v":0},0,0,0,0,0,0,0,0,null,null,0,null,0,null,null,null,null,null,0,"Detection Units Comes with different model  for Standard,Silent, Freeze model and Standard, Medium and High Sensivitity.  Each is independent of the other and able to perform actual cross zone if needed.",{"$f":"IF($A$2=\"UL\",(IF($Z14=1,(IF($C14=\"Standard\",(IF(OR($D14=\"VEP1\",$D14=\"VEP2\"),Reference!$B$140,IF(OR($D14=\"VES1\",$D14=\"VES2\"),Reference!$B$140,IF(OR($D14=\"VEU1\",$D14=\"VEU2\"),Reference!$B$141,0)))),IF($C14=\"Silent\",(IF(OR($D14=\"VEP1\",$D14=\"VEP2\"),Reference!$B$140,IF(OR($D14=\"VES1\",$D14=\"VES2\"),Reference!$B$140,IF(OR($D14=\"VEU1\",$D14=\"VEU2\"),Reference!$B$141,0)))),IF($C14=\"Freeze\",(IF(OR($D14=\"VEP1\",$D14=\"VEP2\"),Reference!$B$143,IF(OR($D14=\"VES1\",$D14=\"VES2\"),Reference!$B$143,IF(OR($D14=\"VEU1\",$D14=\"VEU2\"),Reference!$B$144,0)))),0)))),(IF($C14=\"Standard\",(IF(OR($D14=\"VEP1\",$D14=\"VEP2\"),Reference!$B$122,IF(OR($D14=\"VES1\",$D14=\"VES2\"),Reference!$B$122,IF(OR($D14=\"VEU1\",$D14=\"VEU2\"),Reference!$B$123,0)))),IF($C14=\"Silent\",(IF(OR($D14=\"VEP1\",$D14=\"VEP2\"),Reference!$B$122,IF(OR($D14=\"VES1\",$D14=\"VES2\"),Reference!$B$122,IF(OR($D14=\"VEU1\",$D14=\"VEU2\"),Reference!$B$123,0)))),IF($C14=\"Freeze\",(IF(OR($D14=\"VEP1\",$D14=\"VEP2\"),Reference!$B$140,IF(OR($D14=\"VES1\",$D14=\"VES2\"),Reference!$B$140,IF(OR($D14=\"VEU1\",$D14=\"VEU2\"),Reference!$B$141,0)))),0)))))),(IF($Z14=1,(IF($C14=\"Standard\",(IF(OR($D14=\"VEP1\",$D14=\"VEP2\"),Reference!$B$109,IF(OR($D14=\"VES1\",$D14=\"VES2\"),Reference!$B$110,IF(OR($D14=\"VEU1\",$D14=\"VEU2\"),Reference!$B$111,0)))),IF($C14=\"Silent\",(IF(OR($D14=\"VEP1\",$D14=\"VEP2\"),Reference!$B$109,IF(OR($D14=\"VES1\",$D14=\"VES2\"),Reference!$B$110,IF(OR($D14=\"VEU1\",$D14=\"VEU2\"),Reference!$B$111,0)))),IF($C14=\"Freeze\",(IF(OR($D14=\"VEP1\",$D14=\"VEP2\"),Reference!$B$112,IF(OR($D14=\"VES1\",$D14=\"VES2\"),Reference!$B$113,IF(OR($D14=\"VEU1\",$D14=\"VEU2\"),Reference!$B$114,0)))),0)))),(IF($C14=\"Standard\",(IF(OR($D14=\"VEP1\",$D14=\"VEP2\"),Reference!$B$91,IF(OR($D14=\"VES1\",$D14=\"VES2\"),Reference!$B$92,IF(OR($D14=\"VEU1\",$D14=\"VEU2\"),Reference!$B$93,0)))),IF($C14=\"Silent\",(IF(OR($D14=\"VEP1\",$D14=\"VEP2\"),Reference!$B$91,IF(OR($D14=\"VES1\",$D14=\"VES2\"),Reference!$B$92,IF(OR($D14=\"VEU1\",$D14=\"VEU2\"),Reference!$B$93,0)))),IF($C14=\"Freeze\",(IF(OR($D14=\"VEP1\",$D14=\"VEP2\"),Reference!$B$94,IF(OR($D14=\"VES1\",$D14=\"VES2\"),Reference!$B$95,IF(OR($D14=\"VEU1\",$D14=\"VEU2\"),Reference!$B$96,0)))),0)))))))","v":0},0,{"$f":"IF($A$2=\"UL\",(IF($Z14=1,(IF($C14=\"Standard\",(IF(OR($D14=\"VEP1\",$D14=\"VEP2\"),Reference!$C$140,IF(OR($D14=\"VES1\",$D14=\"VES2\"),Reference!$C$140,IF(OR($D14=\"VEU1\",$D14=\"VEU2\"),Reference!$C$141,0)))),IF($C14=\"Silent\",(IF(OR($D14=\"VEP1\",$D14=\"VEP2\"),Reference!$C$140,IF(OR($D14=\"VES1\",$D14=\"VES2\"),Reference!$C$140,IF(OR($D14=\"VEU1\",$D14=\"VEU2\"),Reference!$C$141,0)))),IF($C14=\"Freeze\",(IF(OR($D14=\"VEP1\",$D14=\"VEP2\"),Reference!$C$143,IF(OR($D14=\"VES1\",$D14=\"VES2\"),Reference!$C$143,IF(OR($D14=\"VEU1\",$D14=\"VEU2\"),Reference!$C$144,0)))),0)))),(IF($C14=\"Standard\",(IF(OR($D14=\"VEP1\",$D14=\"VEP2\"),Reference!$C$122,IF(OR($D14=\"VES1\",$D14=\"VES2\"),Reference!$C$122,IF(OR($D14=\"VEU1\",$D14=\"VEU2\"),Reference!$C$123,0)))),IF($C14=\"Silent\",(IF(OR($D14=\"VEP1\",$D14=\"VEP2\"),Reference!$C$122,IF(OR($D14=\"VES1\",$D14=\"VES2\"),Reference!$C$122,IF(OR($D14=\"VEU1\",$D14=\"VEU2\"),Reference!$C$123,0)))),IF($C14=\"Freeze\",(IF(OR($D14=\"VEP1\",$D14=\"VEP2\"),Reference!$C$140,IF(OR($D14=\"VES1\",$D14=\"VES2\"),Reference!$C$140,IF(OR($D14=\"VEU1\",$D14=\"VEU2\"),Reference!$C$141,0)))),0)))))),(IF($Z14=1,(IF($C14=\"Standard\",(IF(OR($D14=\"VEP1\",$D14=\"VEP2\"),Reference!$C$109,IF(OR($D14=\"VES1\",$D14=\"VES2\"),Reference!$C$110,IF(OR($D14=\"VEU1\",$D14=\"VEU2\"),Reference!$C$111,0)))),IF($C14=\"Silent\",(IF(OR($D14=\"VEP1\",$D14=\"VEP2\"),Reference!$C$109,IF(OR($D14=\"VES1\",$D14=\"VES2\"),Reference!$C$110,IF(OR($D14=\"VEU1\",$D14=\"VEU2\"),Reference!$C$111,0)))),IF($C14=\"Freeze\",(IF(OR($D14=\"VEP1\",$D14=\"VEP2\"),Reference!$C$112,IF(OR($D14=\"VES1\",$D14=\"VES2\"),Reference!$C$113,IF(OR($D14=\"VEU1\",$D14=\"VEU2\"),Reference!$C$114,0)))),0)))),(IF($C14=\"Standard\",(IF(OR($D14=\"VEP1\",$D14=\"VEP2\"),Reference!$C$91,IF(OR($D14=\"VES1\",$D14=\"VES2\"),Reference!$C$92,IF(OR($D14=\"VEU1\",$D14=\"VEU2\"),Reference!$C$93,0)))),IF($C14=\"Silent\",(IF(OR($D14=\"VEP1\",$D14=\"VEP2\"),Reference!$C$91,IF(OR($D14=\"VES1\",$D14=\"VES2\"),Reference!$C$92,IF(OR($D14=\"VEU1\",$D14=\"VEU2\"),Reference!$C$93,0)))),IF($C14=\"Freeze\",(IF(OR($D14=\"VEP1\",$D14=\"VEP2\"),Reference!$C$94,IF(OR($D14=\"VES1\",$D14=\"VES2\"),Reference!$C$95,IF(OR($D14=\"VEU1\",$D14=\"VEU2\"),Reference!$C$96,0)))),0)))))))","v":0},{"$f":"IF($A$2=\"UL\",(IF($Z14=1,(IF($C14=\"Standard\",(IF(OR($D14=\"VEP1\",$D14=\"VEP2\"),Reference!$D$140,IF(OR($D14=\"VES1\",$D14=\"VES2\"),Reference!$D$140,IF(OR($D14=\"VEU1\",$D14=\"VEU2\"),Reference!$D$141,0)))),IF($C14=\"Silent\",(IF(OR($D14=\"VEP1\",$D14=\"VEP2\"),Reference!$D$140,IF(OR($D14=\"VES1\",$D14=\"VES2\"),Reference!$D$140,IF(OR($D14=\"VEU1\",$D14=\"VEU2\"),Reference!$D$141,0)))),IF($C14=\"Freeze\",(IF(OR($D14=\"VEP1\",$D14=\"VEP2\"),Reference!$D$143,IF(OR($D14=\"VES1\",$D14=\"VES2\"),Reference!$D$143,IF(OR($D14=\"VEU1\",$D14=\"VEU2\"),Reference!$D$144,0)))),0)))),(IF($C14=\"Standard\",(IF(OR($D14=\"VEP1\",$D14=\"VEP2\"),Reference!$D$122,IF(OR($D14=\"VES1\",$D14=\"VES2\"),Reference!$D$122,IF(OR($D14=\"VEU1\",$D14=\"VEU2\"),Reference!$D$123,0)))),IF($C14=\"Silent\",(IF(OR($D14=\"VEP1\",$D14=\"VEP2\"),Reference!$D$122,IF(OR($D14=\"VES1\",$D14=\"VES2\"),Reference!$D$122,IF(OR($D14=\"VEU1\",$D14=\"VEU2\"),Reference!$D$123,0)))),IF($C14=\"Freeze\",(IF(OR($D14=\"VEP1\",$D14=\"VEP2\"),Reference!$D$140,IF(OR($D14=\"VES1\",$D14=\"VES2\"),Reference!$D$140,IF(OR($D14=\"VEU1\",$D14=\"VEU2\"),Reference!$D$141,0)))),0)))))),(IF($Z14=1,(IF($C14=\"Standard\",(IF(OR($D14=\"VEP1\",$D14=\"VEP2\"),Reference!$D$109,IF(OR($D14=\"VES1\",$D14=\"VES2\"),Reference!$D$110,IF(OR($D14=\"VEU1\",$D14=\"VEU2\"),Reference!$D$111,0)))),IF($C14=\"Silent\",(IF(OR($D14=\"VEP1\",$D14=\"VEP2\"),Reference!$D$109,IF(OR($D14=\"VES1\",$D14=\"VES2\"),Reference!$D$110,IF(OR($D14=\"VEU1\",$D14=\"VEU2\"),Reference!$D$111,0)))),IF($C14=\"Freeze\",(IF(OR($D14=\"VEP1\",$D14=\"VEP2\"),Reference!$D$112,IF(OR($D14=\"VES1\",$D14=\"VES2\"),Reference!$D$113,IF(OR($D14=\"VEU1\",$D14=\"VEU2\"),Reference!$D$114,0)))),0)))),(IF($C14=\"Standard\",(IF(OR($D14=\"VEP1\",$D14=\"VEP2\"),Reference!$D$91,IF(OR($D14=\"VES1\",$D14=\"VES2\"),Reference!$D$92,IF(OR($D14=\"VEU1\",$D14=\"VEU2\"),Reference!$D$93,0)))),IF($C14=\"Silent\",(IF(OR($D14=\"VEP1\",$D14=\"VEP2\"),Reference!$D$91,IF(OR($D14=\"VES1\",$D14=\"VES2\"),Reference!$D$92,IF(OR($D14=\"VEU1\",$D14=\"VEU2\"),Reference!$D$93,0)))),IF($C14=\"Freeze\",(IF(OR($D14=\"VEP1\",$D14=\"VEP2\"),Reference!$D$94,IF(OR($D14=\"VES1\",$D14=\"VES2\"),Reference!$D$95,IF(OR($D14=\"VEU1\",$D14=\"VEU2\"),Reference!$D$96,0)))),0)))))))","v":0},0,0,0,null,"No",0,0,0,0,{"$f":"IF(B14>0,(IF($BL14=1,IF($BN14=3,Reference!$C$194,IF($BN14=4,Reference!$C$196,IF($BN14=5,Reference!$C$198,0))),IF($BL14=2,IF($BN14=4,Reference!$C$195,IF($BN14=5,Reference!$C$197,IF($BN14=6,Reference!$C$199,0)))))),0)","v":0},{"$f":"IF(B14>0,(IF($BL14=1,IF($BN14=3,Reference!$D$194,IF($BN14=4,Reference!$D$196,IF($BN14=5,Reference!$D$198,0))),IF($BL14=2,IF($BN14=4,Reference!$D$195,IF($BN14=5,Reference!$D$197,IF($BN14=6,Reference!$D$199,0)))))),0)","v":0},{"$f":"IF(B14>0,(IF($BL14=1,IF($BN14=3,Reference!$E$194,IF($BN14=4,Reference!$E$196,IF($BN14=5,Reference!$E$198,0))),IF($BL14=2,IF($BN14=4,Reference!$E$195,IF($BN14=5,Reference!$E$197,IF($BN14=6,Reference!$E$199,0)))))),0)","v":0},0,0,null,{"$f":"IF($BS14=1,(IF($BT14=\"NU2\",Reference!$B$221,IF($BT14=\"NU2D\",Reference!$B$222,IF($BT14=\"NU5N\",Reference!$B$223,IF($BT14=\"NU5DN\",Reference!$B$224,IF($BT14=\"NU5DOData\",Reference!$B$225,IF($BT14=\"NU5DOFD\",Reference!$B$227,IF($BT14=\"NU5DF\",Reference!$B$226,\"\")))))))),0)","v":0},{"$f":"IF($BS14=1,(IF($BT14=\"NU2\",Reference!$D$221,IF($BT14=\"NU2D\",Reference!$D$222,IF($BT14=\"NU5N\",Reference!$D$223,IF($BT14=\"NU5DN\",Reference!$D$224,IF($BT14=\"NU5DOData\",Reference!$D$225,IF($BT14=\"NU5DOFD\",Reference!$D$227,IF($BT14=\"NU5DF\",Reference!$D$226,\"\")))))))),0)","v":0},{"$f":"IF($BS14=1,(IF($BT14=\"NU2\",Reference!$E$221,IF($BT14=\"NU2D\",Reference!$E$222,IF($BT14=\"NU5N\",Reference!$E$223,IF($BT14=\"NU5DN\",Reference!$E$224,IF($BT14=\"NU5DOData\",Reference!$E$225,IF($BT14=\"NU5DOFD\",Reference!$E$227,IF($BT14=\"NU5DF\",Reference!$E$226,\"\")))))))),0)","v":0},"1. Network only",null,{"$f":"IF($BY14=\"AD-10-1960\",Reference!$G$232,IF($BY14=\"AD-10-1963\",Reference!$G$233,IF($BY14=\"AD-10-1966\",Reference!$G$237,IF($BY14=\"AD-10-1975\",Reference!$G$237,IF($BY14=\"AD-10-1980\",Reference!$G$238,\"\")))))","v":""},{"$f":"IF($BY14=\"AD-10-1960\",Reference!$F$232,IF($BY14=\"AD-10-1963\",Reference!$F$233,IF($BY14=\"AD-10-1966\",Reference!$F$237,IF($BY14=\"AD-10-1975\",Reference!$F$237,IF($BY14=\"AD-10-1980\",Reference!$F$238,\"\")))))","v":""},{"$f":"IF($BY14=\"AD-10-1960\",Reference!$E$232,IF($BY14=\"AD-10-1963\",Reference!$E$233,IF($BY14=\"AD-10-1966\",Reference!$E$237,IF($BY14=\"AD-10-1975\",Reference!$E$237,IF($BY14=\"AD-10-1980\",Reference!$E$238,\"\")))))","v":""},0,{"$f":"(IF($F14>0,(IF($CC14=\"AD-05-5400\",'Battery Consumption'!$D$5,IF($CC14=\"AD-05-5410\",'Battery Consumption'!$D$6,IF($CC14=\"AD-05-5405\",'Battery Consumption'!$D$7,IF($CC14=\"AD-05-5415\",'Battery Consumption'!$D$8,IF($CC14=\"AD-05-5425\",'Battery Consumption'!$D$9,IF($CC14=\"AD-05-5420\",'Battery Consumption'!$D$10,IF($CC14=\"AD-05-5430\",'Battery Consumption'!$D$11,IF($CC14=\"AD-05-5440\",'Battery Consumption'!$D$12,IF($CC14=\"AD-05-5435\",'Battery Consumption'!$D$13,IF($CC14=\"AD-05-5445\",'Battery Consumption'!$D$14,IF($CC14=\"AD-05-5455\",'Battery Consumption'!$D$15,IF($CC14=\"AD-05-5450\",'Battery Consumption'!$D$16,IF($CC14=\"AD-05-5460\",'Battery Consumption'!$D$17,IF($CC14=\"AD-05-5465\",'Battery Consumption'!$D$18,IF($CC14=\"AD-05-5470\",'Battery Consumption'!$D$19,IF($CC14=\"AD-05-5401\",'Battery Consumption'!$D$20,IF($CC14=\"AD-05-5413\",'Battery Consumption'!$D$21,IF($CC14=\"AD-05-5406\",'Battery Consumption'!$D$22,IF($CC14=\"AD-05-5416\",'Battery Consumption'!$D$23,IF($CC14=\"AD-05-5426\",'Battery Consumption'!$D$24,IF($CC14=\"AD-05-5421\",'Battery Consumption'!$D$25,IF($CC14=\"AD-05-5432\",'Battery Consumption'!$D$26,IF($CC14=\"AD-05-5441\",'Battery Consumption'!$D$27,IF($CC14=\"AD-05-5437\",'Battery Consumption'!$D$28,IF($CC14=\"AD-05-5446\",'Battery Consumption'!$D$29,IF($CC14=\"AD-05-5456\",'Battery Consumption'!$D$30,IF($CC14=\"AD-05-5451\",'Battery Consumption'!$D$31,IF($CC14=\"AD-05-5461\",'Battery Consumption'!$D$32,IF($CC14=\"AD-05-5471\",'Battery Consumption'!$D$33,IF($CC14=\"AD-05-5466\",'Battery Consumption'!$D$34,0))))))))))))))))))))))))))))))),0))","v":0},0,{"$f":"(IF($F14>0,(IF($CC14=\"AD-05-5400\",'Battery Consumption'!$E$5,IF($CC14=\"AD-05-5410\",'Battery Consumption'!$E$6,IF($CC14=\"AD-05-5405\",'Battery Consumption'!$E$7,IF($CC14=\"AD-05-5415\",'Battery Consumption'!$E$8,IF($CC14=\"AD-05-5425\",'Battery Consumption'!$E$9,IF($CC14=\"AD-05-5420\",'Battery Consumption'!$E$10,IF($CC14=\"AD-05-5430\",'Battery Consumption'!$E$11,IF($CC14=\"AD-05-5440\",'Battery Consumption'!$E$12,IF($CC14=\"AD-05-5435\",'Battery Consumption'!$E$13,IF($CC14=\"AD-05-5445\",'Battery Consumption'!$E$14,IF($CC14=\"AD-05-5455\",'Battery Consumption'!$E$15,IF($CC14=\"AD-05-5450\",'Battery Consumption'!$E$16,IF($CC14=\"AD-05-5460\",'Battery Consumption'!$E$17,IF($CC14=\"AD-05-5465\",'Battery Consumption'!$E$18,IF($CC14=\"AD-05-5470\",'Battery Consumption'!$E$19,IF($CC14=\"AD-05-5401\",'Battery Consumption'!$E$20,IF($CC14=\"AD-05-5413\",'Battery Consumption'!$E$21,IF($CC14=\"AD-05-5406\",'Battery Consumption'!$E$22,IF($CC14=\"AD-05-5416\",'Battery Consumption'!$E$23,IF($CC14=\"AD-05-5426\",'Battery Consumption'!$E$24,IF($CC14=\"AD-05-5421\",'Battery Consumption'!$E$25,IF($CC14=\"AD-05-5432\",'Battery Consumption'!$E$26,IF($CC14=\"AD-05-5441\",'Battery Consumption'!$E$27,IF($CC14=\"AD-05-5437\",'Battery Consumption'!$E$28,IF($CC14=\"AD-05-5446\",'Battery Consumption'!$E$29,IF($CC14=\"AD-05-5456\",'Battery Consumption'!$E$30,IF($CC14=\"AD-05-5451\",'Battery Consumption'!$E$31,IF($CC14=\"AD-05-5461\",'Battery Consumption'!$E$32,IF($CC14=\"AD-05-5471\",'Battery Consumption'!$E$33,IF($CC14=\"AD-05-5466\",'Battery Consumption'!$E$34,0))))))))))))))))))))))))))))))),0))","v":0},0,0,{"$f":"IF($F14>0,(IF($CH14<12,Reference!$J$259,IF($CH14<24,Reference!$J$260,IF($CH14<65,Reference!$J$260,\"Get your own\")))),0)","v":0},{"$f":"IF($F14>0,(IF($CH14<12,Reference!$F$259,IF($CH14<24,Reference!$F$260,IF($CH14<65,Reference!$F$260,\"Get your own\")))),0)","v":0},{"$f":"IF($F14>0,(IF($CH14<12,Reference!$H$259,IF($CH14<24,Reference!$H$260,IF($CH14<65,Reference!$H$260,\"Get your own\")))),0)","v":0},null,null,null,"VES-A00-P-4P","VES-A00. 4 Pipes(Individual), Max 4(Common), LED Display",0]
[11,null,null,0,{"$f":"IF(B15=\"VEP-A00-1P\",+Reference!$C$15,IF(B15=\"VEP-A00-P-1P\",+Reference!$C$16,IF(B15=\"VEP-A00-P-2P\",+Reference!$C$17,IF(B15=\"VEP-A00-P-3P\",+Reference!$C$18,IF(B15=\"VEP-A00-P-4P\",+Reference!$C$19,IF(B15=\"VES-A00-P-1P\",+Reference!$C$20,IF(B15=\"VES-A00-P-2P\",+Reference!$C$21,IF(B15=\"VES-A00-P-3P\",+Reference!$C$22,IF(B15=\"VES-A00-P-4P\",+Reference!$C$23,IF(B15=\"VEU-A00-P-1P\",+Reference!$C$24,IF(B15=\"VEU-A00-P-2P\",+Reference!$C$25,IF(B15=\"VEU-A00-P-3P\",+Reference!$C$26,IF(B15=\"VEU-A00-P-4P\",+Reference!$C$27,IF(B15=\"To Select\",\"Pending\",0))))))))))))))","v":0},null,0,null,0,0,0,null,null,"VEU-P-2P=11",0,0,0,0,0,0,0,0,0,0,0,0,0,0,null,{"$f":"IF($A$2=\"UL\",(IF($AN15=1,(IF(AND($W15=1, $V15=1),Reference!$C$56,IF(AND($X15=1, $V15=1),Reference!$C$59,IF(AND($Y15=1, $V15=1),Reference!$C$57,IF(AND($W15=1, $V15=2),Reference!$C$57,IF(AND($X15=1, $V15=2),Reference!$C$60,IF(AND($Y15=1, $V15=2),Reference!$C$63,IF(AND($W15=1, $V15=3),Reference!$C$58,IF(AND($X15=1, $V15=3),Reference!$C$61,IF(AND($Y15=1, $V15=3),Reference!$C$64,0)))))))))),(IF($V15=0,0,IF($V15=1,Reference!$C$53,IF($V15=2,Reference!$C$54,IF($V15=3,Reference!$C$55,0))))))),(IF($AN15=1,(IF(AND($W15=1, $V15=1),Reference!$C$41,IF(AND($X15=1, $V15=1),Reference!$C$44,IF(AND($Y15=1, $V15=1),Reference!$C$42,IF(AND($W15=1, $V15=2),Reference!$C$42,IF(AND($X15=1, $V15=2),Reference!$C$45,IF(AND($Y15=1, $V15=2),Reference!$C$48,IF(AND($W15=1, $V15=3),Reference!$C$43,IF(AND($X15=1, $V15=3),Reference!$C$46,IF(AND($Y15=1, $V15=3),Reference!$C$49,0)))))))))),(IF($V15=0,0,IF($V15=1,Reference!$C$38,IF($V15=2,Reference!$C$39,IF($V15=3,Reference!$C$40,0))))))))","v":0},{"$f":"IF($A$2=\"UL\",(IF($AN15=1,(IF(AND($W15=1, $V15=1),Reference!$B$56,IF(AND($X15=1, $V15=1),Reference!$B$59,IF(AND($Y15=1, $V15=1),Reference!$B$57,IF(AND($W15=1, $V15=2),Reference!$B$57,IF(AND($X15=1, $V15=2),Reference!$B$60,IF(AND($Y15=1, $V15=2),Reference!$B$63,IF(AND($W15=1, $V15=3),Reference!$B$58,IF(AND($X15=1, $V15=3),Reference!$B$61,IF(AND($Y15=1, $V15=3),Reference!$B$64,0)))))))))),(IF($V15=0,0,IF($V15=1,Reference!$B$53,IF($V15=2,Reference!$B$54,IF($V15=3,Reference!$B$55,0))))))),(IF($AN15=1,(IF(AND($W15=1, $V15=1),Reference!$B$41,IF(AND($X15=1, $V15=1),Reference!$B$44,IF(AND($Y15=1, $V15=1),Reference!$B$42,IF(AND($W15=1, $V15=2),Reference!$B$42,IF(AND($X15=1, $V15=2),Reference!$B$45,IF(AND($Y15=1, $V15=2),Reference!$B$48,IF(AND($W15=1, $V15=3),Reference!$B$43,IF(AND($X15=1, $V15=3),Reference!$B$46,IF(AND($Y15=1, $V15=3),Reference!$B$49,0)))))))))),(IF($V15=0,0,IF($V15=1,Reference!$B$38,IF($V15=2,Reference!$B$39,IF($V15=3,Reference!$B$40,0))))))))","v":0},0,{"$f":"IF($AN15=1,(IF(AND($W15=1, $V15=1),Reference!$G$41,IF(AND($X15=1, $V15=1),Reference!$G$44,IF(AND($Y15=1, $V15=1),Reference!$G$42,IF(AND($W15=1, $V15=2),Reference!$G$42,IF(AND($X15=1, $V15=2),Reference!$G$45,IF(AND($Y15=1, $V15=2),Reference!$G$48,IF(AND($W15=1, $V15=3),Reference!$G$43,IF(AND($X15=1, $V15=3),Reference!$G$46,IF(AND($Y15=1, $V15=3),Reference!$G$49,0)))))))))),(IF($V15=0,0,IF($V15=1,Reference!$G$38,IF($V15=2,Reference!$G$39,IF($V15=3,Reference!$G$40,))))))","v":0},0,0,0,0,0,0,0,0,null,null,0,null,0,null,null,null,null,null,0,null,{"$f":"IF($A$2=\"UL\",(IF($Z15=1,(IF($C15=\"Standard\",(IF(OR($D15=\"VEP1\",$D15=\"VEP2\"),Reference!$B$140,IF(OR($D15=\"VES1\",$D15=\"VES2\"),Reference!$B$140,IF(OR($D15=\"VEU1\",$D15=\"VEU2\"),Reference!$B$141,0)))),IF($C15=\"Silent\",(IF(OR($D15=\"VEP1\",$D15=\"VEP2\"),Reference!$B$140,IF(OR($D15=\"VES1\",$D15=\"VES2\"),Reference!$B$140,IF(OR($D15=\"VEU1\",$D15=\"VEU2\"),Reference!$B$141,0)))),IF($C15=\"Freeze\",(IF(OR($D15=\"VEP1\",$D15=\"VEP2\"),Reference!$B$143,IF(OR($D15=\"VES1\",$D15=\"VES2\"),Reference!$B$143,IF(OR($D15=\"VEU1\",$D15=\"VEU2\"),Reference!$B$144,0)))),0)))),(IF($C15=\"Standard\",(IF(OR($D15=\"VEP1\",$D15=\"VEP2\"),Reference!$B$122,IF(OR($D15=\"VES1\",$D15=\"VES2\"),Reference!$B$122,IF(OR($D15=\"VEU1\",$D15=\"VEU2\"),Reference!$B$123,0)))),IF($C15=\"Silent\",(IF(OR($D15=\"VEP1\",$D15=\"VEP2\"),Reference!$B$122,IF(OR($D15=\"VES1\",$D15=\"VES2\"),Reference!$B$122,IF(OR($D15=\"VEU1\",$D15=\"VEU2\"),Reference!$B$123,0)))),IF($C15=\"Freeze\",(IF(OR($D15=\"VEP1\",$D15=\"VEP2\"),Reference!$B$140,IF(OR($D15=\"VES1\",$D15=\"VES2\"),Reference!$B$140,IF(OR($D15=\"VEU1\",$D15=\"VEU2\"),Reference!$B$141,0)))),0)))))),(IF($Z15=1,(IF($C15=\"Standard\",(IF(OR($D15=\"VEP1\",$D15=\"VEP2\"),Reference!$B$109,IF(OR($D15=\"VES1\",$D15=\"VES2\"),Reference!$B$110,IF(OR($D15=\"VEU1\",$D15=\"VEU2\"),Reference!$B$111,0)))),IF($C15=\"Silent\",(IF(OR($D15=\"VEP1\",$D15=\"VEP2\"),Reference!$B$109,IF(OR($D15=\"VES1\",$D15=\"VES2\"),Reference!$B$110,IF(OR($D15=\"VEU1\",$D15=\"VEU2\"),Reference!$B$111,0)))),IF($C15=\"Freeze\",(IF(OR($D15=\"VEP1\",$D15=\"VEP2\"),Reference!$B$112,IF(OR($D15=\"VES1\",$D15=\"VES2\"),Reference!$B$113,IF(OR($D15=\"VEU1\",$D15=\"VEU2\"),Reference!$B$114,0)))),0)))),(IF($C15=\"Standard\",(IF(OR($D15=\"VEP1\",$D15=\"VEP2\"),Reference!$B$91,IF(OR($D15=\"VES1\",$D15=\"VES2\"),Reference!$B$92,IF(OR($D15=\"VEU1\",$D15=\"VEU2\"),Reference!$B$93,0)))),IF($C15=\"Silent\",(IF(OR($D15=\"VEP1\",$D15=\"VEP2\"),Reference!$B$91,IF(OR($D15=\"VES1\",$D15=\"VES2\"),Reference!$B$92,IF(OR($D15=\"VEU1\",$D15=\"VEU2\"),Reference!$B$93,0)))),IF($C15=\"Freeze\",(IF(OR($D15=\"VEP1\",$D15=\"VEP2\"),Reference!$B$94,IF(OR($D15=\"VES1\",$D15=\"VES2\"),Reference!$B$95,IF(OR($D15=\"VEU1\",$D15=\"VEU2\"),Reference!$B$96,0)))),0)))))))","v":0},0,{"$f":"IF($A$2=\"UL\",(IF($Z15=1,(IF($C15=\"Standard\",(IF(OR($D15=\"VEP1\",$D15=\"VEP2\"),Reference!$C$140,IF(OR($D15=\"VES1\",$D15=\"VES2\"),Reference!$C$140,IF(OR($D15=\"VEU1\",$D15=\"VEU2\"),Reference!$C$141,0)))),IF($C15=\"Silent\",(IF(OR($D15=\"VEP1\",$D15=\"VEP2\"),Reference!$C$140,IF(OR($D15=\"VES1\",$D15=\"VES2\"),Reference!$C$140,IF(OR($D15=\"VEU1\",$D15=\"VEU2\"),Reference!$C$141,0)))),IF($C15=\"Freeze\",(IF(OR($D15=\"VEP1\",$D15=\"VEP2\"),Reference!$C$143,IF(OR($D15=\"VES1\",$D15=\"VES2\"),Reference!$C$143,IF(OR($D15=\"VEU1\",$D15=\"VEU2\"),Reference!$C$144,0)))),0)))),(IF($C15=\"Standard\",(IF(OR($D15=\"VEP1\",$D15=\"VEP2\"),Reference!$C$122,IF(OR($D15=\"VES1\",$D15=\"VES2\"),Reference!$C$122,IF(OR($D15=\"VEU1\",$D15=\"VEU2\"),Reference!$C$123,0)))),IF($C15=\"Silent\",(IF(OR($D15=\"VEP1\",$D15=\"VEP2\"),Reference!$C$122,IF(OR($D15=\"VES1\",$D15=\"VES2\"),Reference!$C$122,IF(OR($D15=\"VEU1\",$D15=\"VEU2\"),Reference!$C$123,0)))),IF($C15=\"Freeze\",(IF(OR($D15=\"VEP1\",$D15=\"VEP2\"),Reference!$C$140,IF(OR($D15=\"VES1\",$D15=\"VES2\"),Reference!$C$140,IF(OR($D15=\"VEU1\",$D15=\"VEU2\"),Reference!$C$141,0)))),0)))))),(IF($Z15=1,(IF($C15=\"Standard\",(IF(OR($D15=\"VEP1\",$D15=\"VEP2\"),Reference!$C$109,IF(OR($D15=\"VES1\",$D15=\"VES2\"),Reference!$C$110,IF(OR($D15=\"VEU1\",$D15=\"VEU2\"),Reference!$C$111,0)))),IF($C15=\"Silent\",(IF(OR($D15=\"VEP1\",$D15=\"VEP2\"),Reference!$C$109,IF(OR($D15=\"VES1\",$D15=\"VES2\"),Reference!$C$110,IF(OR($D15=\"VEU1\",$D15=\"VEU2\"),Reference!$C$111,0)))),IF($C15=\"Freeze\",(IF(OR($D15=\"VEP1\",$D15=\"VEP2\"),Reference!$C$112,IF(OR($D15=\"VES1\",$D15=\"VES2\"),Reference!$C$113,IF(OR($D15=\"VEU1\",$D15=\"VEU2\"),Reference!$C$114,0)))),0)))),(IF($C15=\"Standard\",(IF(OR($D15=\"VEP1\",$D15=\"VEP2\"),Reference!$C$91,IF(OR($D15=\"VES1\",$D15=\"VES2\"),Reference!$C$92,IF(OR($D15=\"VEU1\",$D15=\"VEU2\"),Reference!$C$93,0)))),IF($C15=\"Silent\",(IF(OR($D15=\"VEP1\",$D15=\"VEP2\"),Reference!$C$91,IF(OR($D15=\"VES1\",$D15=\"VES2\"),Reference!$C$92,IF(OR($D15=\"VEU1\",$D15=\"VEU2\"),Reference!$C$93,0)))),IF($C15=\"Freeze\",(IF(OR($D15=\"VEP1\",$D15=\"VEP2\"),Reference!$C$94,IF(OR($D15=\"VES1\",$D15=\"VES2\"),Reference!$C$95,IF(OR($D15=\"VEU1\",$D15=\"VEU2\"),Reference!$C$96,0)))),0)))))))","v":0},{"$f":"IF($A$2=\"UL\",(IF($Z15=1,(IF($C15=\"Standard\",(IF(OR($D15=\"VEP1\",$D15=\"VEP2\"),Reference!$D$140,IF(OR($D15=\"VES1\",$D15=\"VES2\"),Reference!$D$140,IF(OR($D15=\"VEU1\",$D15=\"VEU2\"),Reference!$D$141,0)))),IF($C15=\"Silent\",(IF(OR($D15=\"VEP1\",$D15=\"VEP2\"),Reference!$D$140,IF(OR($D15=\"VES1\",$D15=\"VES2\"),Reference!$D$140,IF(OR($D15=\"VEU1\",$D15=\"VEU2\"),Reference!$D$141,0)))),IF($C15=\"Freeze\",(IF(OR($D15=\"VEP1\",$D15=\"VEP2\"),Reference!$D$143,IF(OR($D15=\"VES1\",$D15=\"VES2\"),Reference!$D$143,IF(OR($D15=\"VEU1\",$D15=\"VEU2\"),Reference!$D$144,0)))),0)))),(IF($C15=\"Standard\",(IF(OR($D15=\"VEP1\",$D15=\"VEP2\"),Reference!$D$122,IF(OR($D15=\"VES1\",$D15=\"VES2\"),Reference!$D$122,IF(OR($D15=\"VEU1\",$D15=\"VEU2\"),Reference!$D$123,0)))),IF($C15=\"Silent\",(IF(OR($D15=\"VEP1\",$D15=\"VEP2\"),Reference!$D$122,IF(OR($D15=\"VES1\",$D15=\"VES2\"),Reference!$D$122,IF(OR($D15=\"VEU1\",$D15=\"VEU2\"),Reference!$D$123,0)))),IF($C15=\"Freeze\",(IF(OR($D15=\"VEP1\",$D15=\"VEP2\"),Reference!$D$140,IF(OR($D15=\"VES1\",$D15=\"VES2\"),Reference!$D$140,IF(OR($D15=\"VEU1\",$D15=\"VEU2\"),Reference!$D$141,0)))),0)))))),(IF($Z15=1,(IF($C15=\"Standard\",(IF(OR($D15=\"VEP1\",$D15=\"VEP2\"),Reference!$D$109,IF(OR($D15=\"VES1\",$D15=\"VES2\"),Reference!$D$110,IF(OR($D15=\"VEU1\",$D15=\"VEU2\"),Reference!$D$111,0)))),IF($C15=\"Silent\",(IF(OR($D15=\"VEP1\",$D15=\"VEP2\"),Reference!$D$109,IF(OR($D15=\"VES1\",$D15=\"VES2\"),Reference!$D$110,IF(OR($D15=\"VEU1\",$D15=\"VEU2\"),Reference!$D$111,0)))),IF($C15=\"Freeze\",(IF(OR($D15=\"VEP1\",$D15=\"VEP2\"),Reference!$D$112,IF(OR($D15=\"VES1\",$D15=\"VES2\"),Reference!$D$113,IF(OR($D15=\"VEU1\",$D15=\"VEU2\"),Reference!$D$114,0)))),0)))),(IF($C15=\"Standard\",(IF(OR($D15=\"VEP1\",$D15=\"VEP2\"),Reference!$D$91,IF(OR($D15=\"VES1\",$D15=\"VES2\"),Reference!$D$92,IF(OR($D15=\"VEU1\",$D15=\"VEU2\"),Reference!$D$93,0)))),IF($C15=\"Silent\",(IF(OR($D15=\"VEP1\",$D15=\"VEP2\"),Reference!$D$91,IF(OR($D15=\"VES1\",$D15=\"VES2\"),Reference!$D$92,IF(OR($D15=\"VEU1\",$D15=\"VEU2\"),Reference!$D$93,0)))),IF($C15=\"Freeze\",(IF(OR($D15=\"VEP1\",$D15=\"VEP2\"),Reference!$D$94,IF(OR($D15=\"VES1\",$D15=\"VES2\"),Reference!$D$95,IF(OR($D15=\"VEU1\",$D15=\"VEU2\"),Reference!$D$96,0)))),0)))))))","v":0},0,0,0,null,"No",0,0,0,0,{"$f":"IF(B15>0,(IF($BL15=1,IF($BN15=3,Reference!$C$194,IF($BN15=4,Reference!$C$196,IF($BN15=5,Reference!$C$198,0))),IF($BL15=2,IF($BN15=4,Reference!$C$195,IF($BN15=5,Reference!$C$197,IF($BN15=6,Reference!$C$199,0)))))),0)","v":0},{"$f":"IF(B15>0,(IF($BL15=1,IF($BN15=3,Reference!$D$194,IF($BN15=4,Reference!$D$196,IF($BN15=5,Reference!$D$198,0))),IF($BL15=2,IF($BN15=4,Reference!$D$195,IF($BN15=5,Reference!$D$197,IF($BN15=6,Reference!$D$199,0)))))),0)","v":0},{"$f":"IF(B15>0,(IF($BL15=1,IF($BN15=3,Reference!$E$194,IF($BN15=4,Reference!$E$196,IF($BN15=5,Reference!$E$198,0))),IF($BL15=2,IF($BN15=4,Reference!$E$195,IF($BN15=5,Reference!$E$197,IF($BN15=6,Reference!$E$199,0)))))),0)","v":0},0,0,null,{"$f":"IF($BS15=1,(IF($BT15=\"NU2\",Reference!$B$221,IF($BT15=\"NU2D\",Reference!$B$222,IF($BT15=\"NU5N\",Reference!$B$223,IF($BT15=\"NU5DN\",Reference!$B$224,IF($BT15=\"NU5DOData\",Reference!$B$225,IF($BT15=\"NU5DOFD\",Reference!$B$227,IF($BT15=\"NU5DF\",Reference!$B$226,\"\")))))))),0)","v":0},{"$f":"IF($BS15=1,(IF($BT15=\"NU2\",Reference!$D$221,IF($BT15=\"NU2D\",Reference!$D$222,IF($BT15=\"NU5N\",Reference!$D$223,IF($BT15=\"NU5DN\",Reference!$D$224,IF($BT15=\"NU5DOData\",Reference!$D$225,IF($BT15=\"NU5DOFD\",Reference!$D$227,IF($BT15=\"NU5DF\",Reference!$D$226,\"\")))))))),0)","v":0},{"$f":"IF($BS15=1,(IF($BT15=\"NU2\",Reference!$E$221,IF($BT15=\"NU2D\",Reference!$E$222,IF($BT15=\"NU5N\",Reference!$E$223,IF($BT15=\"NU5DN\",Reference!$E$224,IF($BT15=\"NU5DOData\",Reference!$E$225,IF($BT15=\"NU5DOFD\",Reference!$E$227,IF($BT15=\"NU5DF\",Reference!$E$226,\"\")))))))),0)","v":0},"2. Data logger",null,{"$f":"IF($BY15=\"AD-10-1960\",Reference!$G$232,IF($BY15=\"AD-10-1963\",Reference!$G$233,IF($BY15=\"AD-10-1966\",Reference!$G$237,IF($BY15=\"AD-10-1975\",Reference!$G$237,IF($BY15=\"AD-10-1980\",Reference!$G$238,\"\")))))","v":""},{"$f":"IF($BY15=\"AD-10-1960\",Reference!$F$232,IF($BY15=\"AD-10-1963\",Reference!$F$233,IF($BY15=\"AD-10-1966\",Reference!$F$237,IF($BY15=\"AD-10-1975\",Reference!$F$237,IF($BY15=\"AD-10-1980\",Reference!$F$238,\"\")))))","v":""},{"$f":"IF($BY15=\"AD-10-1960\",Reference!$E$232,IF($BY15=\"AD-10-1963\",Reference!$E$233,IF($BY15=\"AD-10-1966\",Reference!$E$237,IF($BY15=\"AD-10-1975\",Reference!$E$237,IF($BY15=\"AD-10-1980\",Reference!$E$238,\"\")))))","v":""},0,{"$f":"(IF($F15>0,(IF($CC15=\"AD-05-5400\",'Battery Consumption'!$D$5,IF($CC15=\"AD-05-5410\",'Battery Consumption'!$D$6,IF($CC15=\"AD-05-5405\",'Battery Consumption'!$D$7,IF($CC15=\"AD-05-5415\",'Battery Consumption'!$D$8,IF($CC15=\"AD-05-5425\",'Battery Consumption'!$D$9,IF($CC15=\"AD-05-5420\",'Battery Consumption'!$D$10,IF($CC15=\"AD-05-5430\",'Battery Consumption'!$D$11,IF($CC15=\"AD-05-5440\",'Battery Consumption'!$D$12,IF($CC15=\"AD-05-5435\",'Battery Consumption'!$D$13,IF($CC15=\"AD-05-5445\",'Battery Consumption'!$D$14,IF($CC15=\"AD-05-5455\",'Battery Consumption'!$D$15,IF($CC15=\"AD-05-5450\",'Battery Consumption'!$D$16,IF($CC15=\"AD-05-5460\",'Battery Consumption'!$D$17,IF($CC15=\"AD-05-5465\",'Battery Consumption'!$D$18,IF($CC15=\"AD-05-5470\",'Battery Consumption'!$D$19,IF($CC15=\"AD-05-5401\",'Battery Consumption'!$D$20,IF($CC15=\"AD-05-5413\",'Battery Consumption'!$D$21,IF($CC15=\"AD-05-5406\",'Battery Consumption'!$D$22,IF($CC15=\"AD-05-5416\",'Battery Consumption'!$D$23,IF($CC15=\"AD-05-5426\",'Battery Consumption'!$D$24,IF($CC15=\"AD-05-5421\",'Battery Consumption'!$D$25,IF($CC15=\"AD-05-5432\",'Battery Consumption'!$D$26,IF($CC15=\"AD-05-5441\",'Battery Consumption'!$D$27,IF($CC15=\"AD-05-5437\",'Battery Consumption'!$D$28,IF($CC15=\"AD-05-5446\",'Battery Consumption'!$D$29,IF($CC15=\"AD-05-5456\",'Battery Consumption'!$D$30,IF($CC15=\"AD-05-5451\",'Battery Consumption'!$D$31,IF($CC15=\"AD-05-5461\",'Battery Consumption'!$D$32,IF($CC15=\"AD-05-5471\",'Battery Consumption'!$D$33,IF($CC15=\"AD-05-5466\",'Battery Consumption'!$D$34,0))))))))))))))))))))))))))))))),0))","v":0},0,{"$f":"(IF($F15>0,(IF($CC15=\"AD-05-5400\",'Battery Consumption'!$E$5,IF($CC15=\"AD-05-5410\",'Battery Consumption'!$E$6,IF($CC15=\"AD-05-5405\",'Battery Consumption'!$E$7,IF($CC15=\"AD-05-5415\",'Battery Consumption'!$E$8,IF($CC15=\"AD-05-5425\",'Battery Consumption'!$E$9,IF($CC15=\"AD-05-5420\",'Battery Consumption'!$E$10,IF($CC15=\"AD-05-5430\",'Battery Consumption'!$E$11,IF($CC15=\"AD-05-5440\",'Battery Consumption'!$E$12,IF($CC15=\"AD-05-5435\",'Battery Consumption'!$E$13,IF($CC15=\"AD-05-5445\",'Battery Consumption'!$E$14,IF($CC15=\"AD-05-5455\",'Battery Consumption'!$E$15,IF($CC15=\"AD-05-5450\",'Battery Consumption'!$E$16,IF($CC15=\"AD-05-5460\",'Battery Consumption'!$E$17,IF($CC15=\"AD-05-5465\",'Battery Consumption'!$E$18,IF($CC15=\"AD-05-5470\",'Battery Consumption'!$E$19,IF($CC15=\"AD-05-5401\",'Battery Consumption'!$E$20,IF($CC15=\"AD-05-5413\",'Battery Consumption'!$E$21,IF($CC15=\"AD-05-5406\",'Battery Consumption'!$E$22,IF($CC15=\"AD-05-5416\",'Battery Consumption'!$E$23,IF($CC15=\"AD-05-5426\",'Battery Consumption'!$E$24,IF($CC15=\"AD-05-5421\",'Battery Consumption'!$E$25,IF($CC15=\"AD-05-5432\",'Battery Consumption'!$E$26,IF($CC15=\"AD-05-5441\",'Battery Consumption'!$E$27,IF($CC15=\"AD-05-5437\",'Battery Consumption'!$E$28,IF($CC15=\"AD-05-5446\",'Battery Consumption'!$E$29,IF($CC15=\"AD-05-5456\",'Battery Consumption'!$E$30,IF($CC15=\"AD-05-5451\",'Battery Consumption'!$E$31,IF($CC15=\"AD-05-5461\",'Battery Consumption'!$E$32,IF($CC15=\"AD-05-5471\",'Battery Consumption'!$E$33,IF($CC15=\"AD-05-5466\",'Battery Consumption'!$E$34,0))))))))))))))))))))))))))))))),0))","v":0},0,0,{"$f":"IF($F15>0,(IF($CH15<12,Reference!$J$259,IF($CH15<24,Reference!$J$260,IF($CH15<65,Reference!$J$260,\"Get your own\")))),0)","v":0},{"$f":"IF($F15>0,(IF($CH15<12,Reference!$F$259,IF($CH15<24,Reference!$F$260,IF($CH15<65,Reference!$F$260,\"Get your own\")))),0)","v":0},{"$f":"IF($F15>0,(IF($CH15<12,Reference!$H$259,IF($CH15<24,Reference!$H$260,IF($CH15<65,Reference!$H$260,\"Get your own\")))),0)","v":0},null,null,null,"VEU-A00-P-1P","VEU-A00 ,1 Pipes(Individual), Max 4(Common), LED Display",0]
[12,null,null,0,{"$f":"IF(B16=\"VEP-A00-1P\",+Reference!$C$15,IF(B16=\"VEP-A00-P-1P\",+Reference!$C$16,IF(B16=\"VEP-A00-P-2P\",+Reference!$C$17,IF(B16=\"VEP-A00-P-3P\",+Reference!$C$18,IF(B16=\"VEP-A00-P-4P\",+Reference!$C$19,IF(B16=\"VES-A00-P-1P\",+Reference!$C$20,IF(B16=\"VES-A00-P-2P\",+Reference!$C$21,IF(B16=\"VES-A00-P-3P\",+Reference!$C$22,IF(B16=\"VES-A00-P-4P\",+Reference!$C$23,IF(B16=\"VEU-A00-P-1P\",+Reference!$C$24,IF(B16=\"VEU-A00-P-2P\",+Reference!$C$25,IF(B16=\"VEU-A00-P-3P\",+Reference!$C$26,IF(B16=\"VEU-A00-P-4P\",+Reference!$C$27,IF(B16=\"To Select\",\"Pending\",0))))))))))))))","v":0},null,0,null,0,0,0,null,null,"VEU-P-3P=12",0,0,0,0,0,0,0,0,0,0,0,0,0,0,null,{"$f":"IF($A$2=\"UL\",(IF($AN16=1,(IF(AND($W16=1, $V16=1),Reference!$C$56,IF(AND($X16=1, $V16=1),Reference!$C$59,IF(AND($Y16=1, $V16=1),Reference!$C$57,IF(AND($W16=1, $V16=2),Reference!$C$57,IF(AND($X16=1, $V16=2),Reference!$C$60,IF(AND($Y16=1, $V16=2),Reference!$C$63,IF(AND($W16=1, $V16=3),Reference!$C$58,IF(AND($X16=1, $V16=3),Reference!$C$61,IF(AND($Y16=1, $V16=3),Reference!$C$64,0)))))))))),(IF($V16=0,0,IF($V16=1,Reference!$C$53,IF($V16=2,Reference!$C$54,IF($V16=3,Reference!$C$55,0))))))),(IF($AN16=1,(IF(AND($W16=1, $V16=1),Reference!$C$41,IF(AND($X16=1, $V16=1),Reference!$C$44,IF(AND($Y16=1, $V16=1),Reference!$C$42,IF(AND($W16=1, $V16=2),Reference!$C$42,IF(AND($X16=1, $V16=2),Reference!$C$45,IF(AND($Y16=1, $V16=2),Reference!$C$48,IF(AND($W16=1, $V16=3),Reference!$C$43,IF(AND($X16=1, $V16=3),Reference!$C$46,IF(AND($Y16=1, $V16=3),Reference!$C$49,0)))))))))),(IF($V16=0,0,IF($V16=1,Reference!$C$38,IF($V16=2,Reference!$C$39,IF($V16=3,Reference!$C$40,0))))))))","v":0},{"$f":"IF($A$2=\"UL\",(IF($AN16=1,(IF(AND($W16=1, $V16=1),Reference!$B$56,IF(AND($X16=1, $V16=1),Reference!$B$59,IF(AND($Y16=1, $V16=1),Reference!$B$57,IF(AND($W16=1, $V16=2),Reference!$B$57,IF(AND($X16=1, $V16=2),Reference!$B$60,IF(AND($Y16=1, $V16=2),Reference!$B$63,IF(AND($W16=1, $V16=3),Reference!$B$58,IF(AND($X16=1, $V16=3),Reference!$B$61,IF(AND($Y16=1, $V16=3),Reference!$B$64,0)))))))))),(IF($V16=0,0,IF($V16=1,Reference!$B$53,IF($V16=2,Reference!$B$54,IF($V16=3,Reference!$B$55,0))))))),(IF($AN16=1,(IF(AND($W16=1, $V16=1),Reference!$B$41,IF(AND($X16=1, $V16=1),Reference!$B$44,IF(AND($Y16=1, $V16=1),Reference!$B$42,IF(AND($W16=1, $V16=2),Reference!$B$42,IF(AND($X16=1, $V16=2),Reference!$B$45,IF(AND($Y16=1, $V16=2),Reference!$B$48,IF(AND($W16=1, $V16=3),Reference!$B$43,IF(AND($X16=1, $V16=3),Reference!$B$46,IF(AND($Y16=1, $V16=3),Reference!$B$49,0)))))))))),(IF($V16=0,0,IF($V16=1,Reference!$B$38,IF($V16=2,Reference!$B$39,IF($V16=3,Reference!$B$40,0))))))))","v":0},0,{"$f":"IF($AN16=1,(IF(AND($W16=1, $V16=1),Reference!$G$41,IF(AND($X16=1, $V16=1),Reference!$G$44,IF(AND($Y16=1, $V16=1),Reference!$G$42,IF(AND($W16=1, $V16=2),Reference!$G$42,IF(AND($X16=1, $V16=2),Reference!$G$45,IF(AND($Y16=1, $V16=2),Reference!$G$48,IF(AND($W16=1, $V16=3),Reference!$G$43,IF(AND($X16=1, $V16=3),Reference!$G$46,IF(AND($Y16=1, $V16=3),Reference!$G$49,0)))))))))),(IF($V16=0,0,IF($V16=1,Reference!$G$38,IF($V16=2,Reference!$G$39,IF($V16=3,Reference!$G$40,))))))","v":0},0,0,0,0,0,0,0,0,null,null,0,null,0,null,null,null,null,null,0,null,{"$f":"IF($A$2=\"UL\",(IF($Z16=1,(IF($C16=\"Standard\",(IF(OR($D16=\"VEP1\",$D16=\"VEP2\"),Reference!$B$140,IF(OR($D16=\"VES1\",$D16=\"VES2\"),Reference!$B$140,IF(OR($D16=\"VEU1\",$D16=\"VEU2\"),Reference!$B$141,0)))),IF($C16=\"Silent\",(IF(OR($D16=\"VEP1\",$D16=\"VEP2\"),Reference!$B$140,IF(OR($D16=\"VES1\",$D16=\"VES2\"),Reference!$B$140,IF(OR($D16=\"VEU1\",$D16=\"VEU2\"),Reference!$B$141,0)))),IF($C16=\"Freeze\",(IF(OR($D16=\"VEP1\",$D16=\"VEP2\"),Reference!$B$143,IF(OR($D16=\"VES1\",$D16=\"VES2\"),Reference!$B$143,IF(OR($D16=\"VEU1\",$D16=\"VEU2\"),Reference!$B$144,0)))),0)))),(IF($C16=\"Standard\",(IF(OR($D16=\"VEP1\",$D16=\"VEP2\"),Reference!$B$122,IF(OR($D16=\"VES1\",$D16=\"VES2\"),Reference!$B$122,IF(OR($D16=\"VEU1\",$D16=\"VEU2\"),Reference!$B$123,0)))),IF($C16=\"Silent\",(IF(OR($D16=\"VEP1\",$D16=\"VEP2\"),Reference!$B$122,IF(OR($D16=\"VES1\",$D16=\"VES2\"),Reference!$B$122,IF(OR($D16=\"VEU1\",$D16=\"VEU2\"),Reference!$B$123,0)))),IF($C16=\"Freeze\",(IF(OR($D16=\"VEP1\",$D16=\"VEP2\"),Reference!$B$140,IF(OR($D16=\"VES1\",$D16=\"VES2\"),Reference!$B$140,IF(OR($D16=\"VEU1\",$D16=\"VEU2\"),Reference!$B$141,0)))),0)))))),(IF($Z16=1,(IF($C16=\"Standard\",(IF(OR($D16=\"VEP1\",$D16=\"VEP2\"),Reference!$B$109,IF(OR($D16=\"VES1\",$D16=\"VES2\"),Reference!$B$110,IF(OR($D16=\"VEU1\",$D16=\"VEU2\"),Reference!$B$111,0)))),IF($C16=\"Silent\",(IF(OR($D16=\"VEP1\",$D16=\"VEP2\"),Reference!$B$109,IF(OR($D16=\"VES1\",$D16=\"VES2\"),Reference!$B$110,IF(OR($D16=\"VEU1\",$D16=\"VEU2\"),Reference!$B$111,0)))),IF($C16=\"Freeze\",(IF(OR($D16=\"VEP1\",$D16=\"VEP2\"),Reference!$B$112,IF(OR($D16=\"VES1\",$D16=\"VES2\"),Reference!$B$113,IF(OR($D16=\"VEU1\",$D16=\"VEU2\"),Reference!$B$114,0)))),0)))),(IF($C16=\"Standard\",(IF(OR($D16=\"VEP1\",$D16=\"VEP2\"),Reference!$B$91,IF(OR($D16=\"VES1\",$D16=\"VES2\"),Reference!$B$92,IF(OR($D16=\"VEU1\",$D16=\"VEU2\"),Reference!$B$93,0)))),IF($C16=\"Silent\",(IF(OR($D16=\"VEP1\",$D16=\"VEP2\"),Reference!$B$91,IF(OR($D16=\"VES1\",$D16=\"VES2\"),Reference!$B$92,IF(OR($D16=\"VEU1\",$D16=\"VEU2\"),Reference!$B$93,0)))),IF($C16=\"Freeze\",(IF(OR($D16=\"VEP1\",$D16=\"VEP2\"),Reference!$B$94,IF(OR($D16=\"VES1\",$D16=\"VES2\"),Reference!$B$95,IF(OR($D16=\"VEU1\",$D16=\"VEU2\"),Reference!$B$96,0)))),0)))))))","v":0},0,{"$f":"IF($A$2=\"UL\",(IF($Z16=1,(IF($C16=\"Standard\",(IF(OR($D16=\"VEP1\",$D16=\"VEP2\"),Reference!$C$140,IF(OR($D16=\"VES1\",$D16=\"VES2\"),Reference!$C$140,IF(OR($D16=\"VEU1\",$D16=\"VEU2\"),Reference!$C$141,0)))),IF($C16=\"Silent\",(IF(OR($D16=\"VEP1\",$D16=\"VEP2\"),Reference!$C$140,IF(OR($D16=\"VES1\",$D16=\"VES2\"),Reference!$C$140,IF(OR($D16=\"VEU1\",$D16=\"VEU2\"),Reference!$C$141,0)))),IF($C16=\"Freeze\",(IF(OR($D16=\"VEP1\",$D16=\"VEP2\"),Reference!$C$143,IF(OR($D16=\"VES1\",$D16=\"VES2\"),Reference!$C$143,IF(OR($D16=\"VEU1\",$D16=\"VEU2\"),Reference!$C$144,0)))),0)))),(IF($C16=\"Standard\",(IF(OR($D16=\"VEP1\",$D16=\"VEP2\"),Reference!$C$122,IF(OR($D16=\"VES1\",$D16=\"VES2\"),Reference!$C$122,IF(OR($D16=\"VEU1\",$D16=\"VEU2\"),Reference!$C$123,0)))),IF($C16=\"Silent\",(IF(OR($D16=\"VEP1\",$D16=\"VEP2\"),Reference!$C$122,IF(OR($D16=\"VES1\",$D16=\"VES2\"),Reference!$C$122,IF(OR($D16=\"VEU1\",$D16=\"VEU2\"),Reference!$C$123,0)))),IF($C16=\"Freeze\",(IF(OR($D16=\"VEP1\",$D16=\"VEP2\"),Reference!$C$140,IF(OR($D16=\"VES1\",$D16=\"VES2\"),Reference!$C$140,IF(OR($D16=\"VEU1\",$D16=\"VEU2\"),Reference!$C$141,0)))),0)))))),(IF($Z16=1,(IF($C16=\"Standard\",(IF(OR($D16=\"VEP1\",$D16=\"VEP2\"),Reference!$C$109,IF(OR($D16=\"VES1\",$D16=\"VES2\"),Reference!$C$110,IF(OR($D16=\"VEU1\",$D16=\"VEU2\"),Reference!$C$111,0)))),IF($C16=\"Silent\",(IF(OR($D16=\"VEP1\",$D16=\"VEP2\"),Reference!$C$109,IF(OR($D16=\"VES1\",$D16=\"VES2\"),Reference!$C$110,IF(OR($D16=\"VEU1\",$D16=\"VEU2\"),Reference!$C$111,0)))),IF($C16=\"Freeze\",(IF(OR($D16=\"VEP1\",$D16=\"VEP2\"),Reference!$C$112,IF(OR($D16=\"VES1\",$D16=\"VES2\"),Reference!$C$113,IF(OR($D16=\"VEU1\",$D16=\"VEU2\"),Reference!$C$114,0)))),0)))),(IF($C16=\"Standard\",(IF(OR($D16=\"VEP1\",$D16=\"VEP2\"),Reference!$C$91,IF(OR($D16=\"VES1\",$D16=\"VES2\"),Reference!$C$92,IF(OR($D16=\"VEU1\",$D16=\"VEU2\"),Reference!$C$93,0)))),IF($C16=\"Silent\",(IF(OR($D16=\"VEP1\",$D16=\"VEP2\"),Reference!$C$91,IF(OR($D16=\"VES1\",$D16=\"VES2\"),Reference!$C$92,IF(OR($D16=\"VEU1\",$D16=\"VEU2\"),Reference!$C$93,0)))),IF($C16=\"Freeze\",(IF(OR($D16=\"VEP1\",$D16=\"VEP2\"),Reference!$C$94,IF(OR($D16=\"VES1\",$D16=\"VES2\"),Reference!$C$95,IF(OR($D16=\"VEU1\",$D16=\"VEU2\"),Reference!$C$96,0)))),0)))))))","v":0},{"$f":"IF($A$2=\"UL\",(IF($Z16=1,(IF($C16=\"Standard\",(IF(OR($D16=\"VEP1\",$D16=\"VEP2\"),Reference!$D$140,IF(OR($D16=\"VES1\",$D16=\"VES2\"),Reference!$D$140,IF(OR($D16=\"VEU1\",$D16=\"VEU2\"),Reference!$D$141,0)))),IF($C16=\"Silent\",(IF(OR($D16=\"VEP1\",$D16=\"VEP2\"),Reference!$D$140,IF(OR($D16=\"VES1\",$D16=\"VES2\"),Reference!$D$140,IF(OR($D16=\"VEU1\",$D16=\"VEU2\"),Reference!$D$141,0)))),IF($C16=\"Freeze\",(IF(OR($D16=\"VEP1\",$D16=\"VEP2\"),Reference!$D$143,IF(OR($D16=\"VES1\",$D16=\"VES2\"),Reference!$D$143,IF(OR($D16=\"VEU1\",$D16=\"VEU2\"),Reference!$D$144,0)))),0)))),(IF($C16=\"Standard\",(IF(OR($D16=\"VEP1\",$D16=\"VEP2\"),Reference!$D$122,IF(OR($D16=\"VES1\",$D16=\"VES2\"),Reference!$D$122,IF(OR($D16=\"VEU1\",$D16=\"VEU2\"),Reference!$D$123,0)))),IF($C16=\"Silent\",(IF(OR($D16=\"VEP1\",$D16=\"VEP2\"),Reference!$D$122,IF(OR($D16=\"VES1\",$D16=\"VES2\"),Reference!$D$122,IF(OR($D16=\"VEU1\",$D16=\"VEU2\"),Reference!$D$123,0)))),IF($C16=\"Freeze\",(IF(OR($D16=\"VEP1\",$D16=\"VEP2\"),Reference!$D$140,IF(OR($D16=\"VES1\",$D16=\"VES2\"),Reference!$D$140,IF(OR($D16=\"VEU1\",$D16=\"VEU2\"),Reference!$D$141,0)))),0)))))),(IF($Z16=1,(IF($C16=\"Standard\",(IF(OR($D16=\"VEP1\",$D16=\"VEP2\"),Reference!$D$109,IF(OR($D16=\"VES1\",$D16=\"VES2\"),Reference!$D$110,IF(OR($D16=\"VEU1\",$D16=\"VEU2\"),Reference!$D$111,0)))),IF($C16=\"Silent\",(IF(OR($D16=\"VEP1\",$D16=\"VEP2\"),Reference!$D$109,IF(OR($D16=\"VES1\",$D16=\"VES2\"),Reference!$D$110,IF(OR($D16=\"VEU1\",$D16=\"VEU2\"),Reference!$D$111,0)))),IF($C16=\"Freeze\",(IF(OR($D16=\"VEP1\",$D16=\"VEP2\"),Reference!$D$112,IF(OR($D16=\"VES1\",$D16=\"VES2\"),Reference!$D$113,IF(OR($D16=\"VEU1\",$D16=\"VEU2\"),Reference!$D$114,0)))),0)))),(IF($C16=\"Standard\",(IF(OR($D16=\"VEP1\",$D16=\"VEP2\"),Reference!$D$91,IF(OR($D16=\"VES1\",$D16=\"VES2\"),Reference!$D$92,IF(OR($D16=\"VEU1\",$D16=\"VEU2\"),Reference!$D$93,0)))),IF($C16=\"Silent\",(IF(OR($D16=\"VEP1\",$D16=\"VEP2\"),Reference!$D$91,IF(OR($D16=\"VES1\",$D16=\"VES2\"),Reference!$D$92,IF(OR($D16=\"VEU1\",$D16=\"VEU2\"),Reference!$D$93,0)))),IF($C16=\"Freeze\",(IF(OR($D16=\"VEP1\",$D16=\"VEP2\"),Reference!$D$94,IF(OR($D16=\"VES1\",$D16=\"VES2\"),Reference!$D$95,IF(OR($D16=\"VEU1\",$D16=\"VEU2\"),Reference!$D$96,0)))),0)))))))","v":0},0,0,0,"1 Alarm Front Film","No",0,0,0,0,{"$f":"IF(B16>0,(IF($BL16=1,IF($BN16=3,Reference!$C$194,IF($BN16=4,Reference!$C$196,IF($BN16=5,Reference!$C$198,0))),IF($BL16=2,IF($BN16=4,Reference!$C$195,IF($BN16=5,Reference!$C$197,IF($BN16=6,Reference!$C$199,0)))))),0)","v":0},{"$f":"IF(B16>0,(IF($BL16=1,IF($BN16=3,Reference!$D$194,IF($BN16=4,Reference!$D$196,IF($BN16=5,Reference!$D$198,0))),IF($BL16=2,IF($BN16=4,Reference!$D$195,IF($BN16=5,Reference!$D$197,IF($BN16=6,Reference!$D$199,0)))))),0)","v":0},{"$f":"IF(B16>0,(IF($BL16=1,IF($BN16=3,Reference!$E$194,IF($BN16=4,Reference!$E$196,IF($BN16=5,Reference!$E$198,0))),IF($BL16=2,IF($BN16=4,Reference!$E$195,IF($BN16=5,Reference!$E$197,IF($BN16=6,Reference!$E$199,0)))))),0)","v":0},0,0,null,{"$f":"IF($BS16=1,(IF($BT16=\"NU2\",Reference!$B$221,IF($BT16=\"NU2D\",Reference!$B$222,IF($BT16=\"NU5N\",Reference!$B$223,IF($BT16=\"NU5DN\",Reference!$B$224,IF($BT16=\"NU5DOData\",Reference!$B$225,IF($BT16=\"NU5DOFD\",Reference!$B$227,IF($BT16=\"NU5DF\",Reference!$B$226,\"\")))))))),0)","v":0},{"$f":"IF($BS16=1,(IF($BT16=\"NU2\",Reference!$D$221,IF($BT16=\"NU2D\",Reference!$D$222,IF($BT16=\"NU5N\",Reference!$D$223,IF($BT16=\"NU5DN\",Reference!$D$224,IF($BT16=\"NU5DOData\",Reference!$D$225,IF($BT16=\"NU5DOFD\",Reference!$D$227,IF($BT16=\"NU5DF\",Reference!$D$226,\"\")))))))),0)","v":0},{"$f":"IF($BS16=1,(IF($BT16=\"NU2\",Reference!$E$221,IF($BT16=\"NU2D\",Reference!$E$222,IF($BT16=\"NU5N\",Reference!$E$223,IF($BT16=\"NU5DN\",Reference!$E$224,IF($BT16=\"NU5DOData\",Reference!$E$225,IF($BT16=\"NU5DOFD\",Reference!$E$227,IF($BT16=\"NU5DF\",Reference!$E$226,\"\")))))))),0)","v":0},"3. Network &",null,{"$f":"IF($BY16=\"AD-10-1960\",Reference!$G$232,IF($BY16=\"AD-10-1963\",Reference!$G$233,IF($BY16=\"AD-10-1966\",Reference!$G$237,IF($BY16=\"AD-10-1975\",Reference!$G$237,IF($BY16=\"AD-10-1980\",Reference!$G$238,\"\")))))","v":""},{"$f":"IF($BY16=\"AD-10-1960\",Reference!$F$232,IF($BY16=\"AD-10-1963\",Reference!$F$233,IF($BY16=\"AD-10-1966\",Reference!$F$237,IF($BY16=\"AD-10-1975\",Reference!$F$237,IF($BY16=\"AD-10-1980\",Reference!$F$238,\"\")))))","v":""},{"$f":"IF($BY16=\"AD-10-1960\",Reference!$E$232,IF($BY16=\"AD-10-1963\",Reference!$E$233,IF($BY16=\"AD-10-1966\",Reference!$E$237,IF($BY16=\"AD-10-1975\",Reference!$E$237,IF($BY16=\"AD-10-1980\",Reference!$E$238,\"\")))))","v":""},0,{"$f":"(IF($F16>0,(IF($CC16=\"AD-05-5400\",'Battery Consumption'!$D$5,IF($CC16=\"AD-05-5410\",'Battery Consumption'!$D$6,IF($CC16=\"AD-05-5405\",'Battery Consumption'!$D$7,IF($CC16=\"AD-05-5415\",'Battery Consumption'!$D$8,IF($CC16=\"AD-05-5425\",'Battery Consumption'!$D$9,IF($CC16=\"AD-05-5420\",'Battery Consumption'!$D$10,IF($CC16=\"AD-05-5430\",'Battery Consumption'!$D$11,IF($CC16=\"AD-05-5440\",'Battery Consumption'!$D$12,IF($CC16=\"AD-05-5435\",'Battery Consumption'!$D$13,IF($CC16=\"AD-05-5445\",'Battery Consumption'!$D$14,IF($CC16=\"AD-05-5455\",'Battery Consumption'!$D$15,IF($CC16=\"AD-05-5450\",'Battery Consumption'!$D$16,IF($CC16=\"AD-05-5460\",'Battery Consumption'!$D$17,IF($CC16=\"AD-05-5465\",'Battery Consumption'!$D$18,IF($CC16=\"AD-05-5470\",'Battery Consumption'!$D$19,IF($CC16=\"AD-05-5401\",'Battery Consumption'!$D$20,IF($CC16=\"AD-05-5413\",'Battery Consumption'!$D$21,IF($CC16=\"AD-05-5406\",'Battery Consumption'!$D$22,IF($CC16=\"AD-05-5416\",'Battery Consumption'!$D$23,IF($CC16=\"AD-05-5426\",'Battery Consumption'!$D$24,IF($CC16=\"AD-05-5421\",'Battery Consumption'!$D$25,IF($CC16=\"AD-05-5432\",'Battery Consumption'!$D$26,IF($CC16=\"AD-05-5441\",'Battery Consumption'!$D$27,IF($CC16=\"AD-05-5437\",'Battery Consumption'!$D$28,IF($CC16=\"AD-05-5446\",'Battery Consumption'!$D$29,IF($CC16=\"AD-05-5456\",'Battery Consumption'!$D$30,IF($CC16=\"AD-05-5451\",'Battery Consumption'!$D$31,IF($CC16=\"AD-05-5461\",'Battery Consumption'!$D$32,IF($CC16=\"AD-05-5471\",'Battery Consumption'!$D$33,IF($CC16=\"AD-05-5466\",'Battery Consumption'!$D$34,0))))))))))))))))))))))))))))))),0))","v":0},0,{"$f":"(IF($F16>0,(IF($CC16=\"AD-05-5400\",'Battery Consumption'!$E$5,IF($CC16=\"AD-05-5410\",'Battery Consumption'!$E$6,IF($CC16=\"AD-05-5405\",'Battery Consumption'!$E$7,IF($CC16=\"AD-05-5415\",'Battery Consumption'!$E$8,IF($CC16=\"AD-05-5425\",'Battery Consumption'!$E$9,IF($CC16=\"AD-05-5420\",'Battery Consumption'!$E$10,IF($CC16=\"AD-05-5430\",'Battery Consumption'!$E$11,IF($CC16=\"AD-05-5440\",'Battery Consumption'!$E$12,IF($CC16=\"AD-05-5435\",'Battery Consumption'!$E$13,IF($CC16=\"AD-05-5445\",'Battery Consumption'!$E$14,IF($CC16=\"AD-05-5455\",'Battery Consumption'!$E$15,IF($CC16=\"AD-05-5450\",'Battery Consumption'!$E$16,IF($CC16=\"AD-05-5460\",'Battery Consumption'!$E$17,IF($CC16=\"AD-05-5465\",'Battery Consumption'!$E$18,IF($CC16=\"AD-05-5470\",'Battery Consumption'!$E$19,IF($CC16=\"AD-05-5401\",'Battery Consumption'!$E$20,IF($CC16=\"AD-05-5413\",'Battery Consumption'!$E$21,IF($CC16=\"AD-05-5406\",'Battery Consumption'!$E$22,IF($CC16=\"AD-05-5416\",'Battery Consumption'!$E$23,IF($CC16=\"AD-05-5426\",'Battery Consumption'!$E$24,IF($CC16=\"AD-05-5421\",'Battery Consumption'!$E$25,IF($CC16=\"AD-05-5432\",'Battery Consumption'!$E$26,IF($CC16=\"AD-05-5441\",'Battery Consumption'!$E$27,IF($CC16=\"AD-05-5437\",'Battery Consumption'!$E$28,IF($CC16=\"AD-05-5446\",'Battery Consumption'!$E$29,IF($CC16=\"AD-05-5456\",'Battery Consumption'!$E$30,IF($CC16=\"AD-05-5451\",'Battery Consumption'!$E$31,IF($CC16=\"AD-05-5461\",'Battery Consumption'!$E$32,IF($CC16=\"AD-05-5471\",'Battery Consumption'!$E$33,IF($CC16=\"AD-05-5466\",'Battery Consumption'!$E$34,0))))))))))))))))))))))))))))))),0))","v":0},0,0,{"$f":"IF($F16>0,(IF($CH16<12,Reference!$J$259,IF($CH16<24,Reference!$J$260,IF($CH16<65,Reference!$J$260,\"Get your own\")))),0)","v":0},{"$f":"IF($F16>0,(IF($CH16<12,Reference!$F$259,IF($CH16<24,Reference!$F$260,IF($CH16<65,Reference!$F$260,\"Get your own\")))),0)","v":0},{"$f":"IF($F16>0,(IF($CH16<12,Reference!$H$259,IF($CH16<24,Reference!$H$260,IF($CH16<65,Reference!$H$260,\"Get your own\")))),0)","v":0},null,null,null,"VEU-A00-P-2P","VEU-A00, 2 PipesIndividual), Max 4(Common), LED Display",0]
[13,null,null,0,{"$f":"IF(B17=\"VEP-A00-1P\",+Reference!$C$15,IF(B17=\"VEP-A00-P-1P\",+Reference!$C$16,IF(B17=\"VEP-A00-P-2P\",+Reference!$C$17,IF(B17=\"VEP-A00-P-3P\",+Reference!$C$18,IF(B17=\"VEP-A00-P-4P\",+Reference!$C$19,IF(B17=\"VES-A00-P-1P\",+Reference!$C$20,IF(B17=\"VES-A00-P-2P\",+Reference!$C$21,IF(B17=\"VES-A00-P-3P\",+Reference!$C$22,IF(B17=\"VES-A00-P-4P\",+Reference!$C$23,IF(B17=\"VEU-A00-P-1P\",+Reference!$C$24,IF(B17=\"VEU-A00-P-2P\",+Reference!$C$25,IF(B17=\"VEU-A00-P-3P\",+Reference!$C$26,IF(B17=\"VEU-A00-P-4P\",+Reference!$C$27,IF(B17=\"To Select\",\"Pending\",0))))))))))))))","v":0},null,0,null,0,0,0,null,null,"VEU-P-4P=13",0,0,0,0,0,0,0,0,0,0,0,0,0,0,null,{"$f":"IF($A$2=\"UL\",(IF($AN17=1,(IF(AND($W17=1, $V17=1),Reference!$C$56,IF(AND($X17=1, $V17=1),Reference!$C$59,IF(AND($Y17=1, $V17=1),Reference!$C$57,IF(AND($W17=1, $V17=2),Reference!$C$57,IF(AND($X17=1, $V17=2),Reference!$C$60,IF(AND($Y17=1, $V17=2),Reference!$C$63,IF(AND($W17=1, $V17=3),Reference!$C$58,IF(AND($X17=1, $V17=3),Reference!$C$61,IF(AND($Y17=1, $V17=3),Reference!$C$64,0)))))))))),(IF($V17=0,0,IF($V17=1,Reference!$C$53,IF($V17=2,Reference!$C$54,IF($V17=3,Reference!$C$55,0))))))),(IF($AN17=1,(IF(AND($W17=1, $V17=1),Reference!$C$41,IF(AND($X17=1, $V17=1),Reference!$C$44,IF(AND($Y17=1, $V17=1),Reference!$C$42,IF(AND($W17=1, $V17=2),Reference!$C$42,IF(AND($X17=1, $V17=2),Reference!$C$45,IF(AND($Y17=1, $V17=2),Reference!$C$48,IF(AND($W17=1, $V17=3),Reference!$C$43,IF(AND($X17=1, $V17=3),Reference!$C$46,IF(AND($Y17=1, $V17=3),Reference!$C$49,0)))))))))),(IF($V17=0,0,IF($V17=1,Reference!$C$38,IF($V17=2,Reference!$C$39,IF($V17=3,Reference!$C$40,0))))))))","v":0},{"$f":"IF($A$2=\"UL\",(IF($AN17=1,(IF(AND($W17=1, $V17=1),Reference!$B$56,IF(AND($X17=1, $V17=1),Reference!$B$59,IF(AND($Y17=1, $V17=1),Reference!$B$57,IF(AND($W17=1, $V17=2),Reference!$B$57,IF(AND($X17=1, $V17=2),Reference!$B$60,IF(AND($Y17=1, $V17=2),Reference!$B$63,IF(AND($W17=1, $V17=3),Reference!$B$58,IF(AND($X17=1, $V17=3),Reference!$B$61,IF(AND($Y17=1, $V17=3),Reference!$B$64,0)))))))))),(IF($V17=0,0,IF($V17=1,Reference!$B$53,IF($V17=2,Reference!$B$54,IF($V17=3,Reference!$B$55,0))))))),(IF($AN17=1,(IF(AND($W17=1, $V17=1),Reference!$B$41,IF(AND($X17=1, $V17=1),Reference!$B$44,IF(AND($Y17=1, $V17=1),Reference!$B$42,IF(AND($W17=1, $V17=2),Reference!$B$42,IF(AND($X17=1, $V17=2),Reference!$B$45,IF(AND($Y17=1, $V17=2),Reference!$B$48,IF(AND($W17=1, $V17=3),Reference!$B$43,IF(AND($X17=1, $V17=3),Reference!$B$46,IF(AND($Y17=1, $V17=3),Reference!$B$49,0)))))))))),(IF($V17=0,0,IF($V17=1,Reference!$B$38,IF($V17=2,Reference!$B$39,IF($V17=3,Reference!$B$40,0))))))))","v":0},0,{"$f":"IF($AN17=1,(IF(AND($W17=1, $V17=1),Reference!$G$41,IF(AND($X17=1, $V17=1),Reference!$G$44,IF(AND($Y17=1, $V17=1),Reference!$G$42,IF(AND($W17=1, $V17=2),Reference!$G$42,IF(AND($X17=1, $V17=2),Reference!$G$45,IF(AND($Y17=1, $V17=2),Reference!$G$48,IF(AND($W17=1, $V17=3),Reference!$G$43,IF(AND($X17=1, $V17=3),Reference!$G$46,IF(AND($Y17=1, $V17=3),Reference!$G$49,0)))))))))),(IF($V17=0,0,IF($V17=1,Reference!$G$38,IF($V17=2,Reference!$G$39,IF($V17=3,Reference!$G$40,))))))","v":0},0,0,0,0,0,0,0,0,null,null,0,null,0,null,null,null,null,null,0,null,{"$f":"IF($A$2=\"UL\",(IF($Z17=1,(IF($C17=\"Standard\",(IF(OR($D17=\"VEP1\",$D17=\"VEP2\"),Reference!$B$140,IF(OR($D17=\"VES1\",$D17=\"VES2\"),Reference!$B$140,IF(OR($D17=\"VEU1\",$D17=\"VEU2\"),Reference!$B$141,0)))),IF($C17=\"Silent\",(IF(OR($D17=\"VEP1\",$D17=\"VEP2\"),Reference!$B$140,IF(OR($D17=\"VES1\",$D17=\"VES2\"),Reference!$B$140,IF(OR($D17=\"VEU1\",$D17=\"VEU2\"),Reference!$B$141,0)))),IF($C17=\"Freeze\",(IF(OR($D17=\"VEP1\",$D17=\"VEP2\"),Reference!$B$143,IF(OR($D17=\"VES1\",$D17=\"VES2\"),Reference!$B$143,IF(OR($D17=\"VEU1\",$D17=\"VEU2\"),Reference!$B$144,0)))),0)))),(IF($C17=\"Standard\",(IF(OR($D17=\"VEP1\",$D17=\"VEP2\"),Reference!$B$122,IF(OR($D17=\"VES1\",$D17=\"VES2\"),Reference!$B$122,IF(OR($D17=\"VEU1\",$D17=\"VEU2\"),Reference!$B$123,0)))),IF($C17=\"Silent\",(IF(OR($D17=\"VEP1\",$D17=\"VEP2\"),Reference!$B$122,IF(OR($D17=\"VES1\",$D17=\"VES2\"),Reference!$B$122,IF(OR($D17=\"VEU1\",$D17=\"VEU2\"),Reference!$B$123,0)))),IF($C17=\"Freeze\",(IF(OR($D17=\"VEP1\",$D17=\"VEP2\"),Reference!$B$140,IF(OR($D17=\"VES1\",$D17=\"VES2\"),Reference!$B$140,IF(OR($D17=\"VEU1\",$D17=\"VEU2\"),Reference!$B$141,0)))),0)))))),(IF($Z17=1,(IF($C17=\"Standard\",(IF(OR($D17=\"VEP1\",$D17=\"VEP2\"),Reference!$B$109,IF(OR($D17=\"VES1\",$D17=\"VES2\"),Reference!$B$110,IF(OR($D17=\"VEU1\",$D17=\"VEU2\"),Reference!$B$111,0)))),IF($C17=\"Silent\",(IF(OR($D17=\"VEP1\",$D17=\"VEP2\"),Reference!$B$109,IF(OR($D17=\"VES1\",$D17=\"VES2\"),Reference!$B$110,IF(OR($D17=\"VEU1\",$D17=\"VEU2\"),Reference!$B$111,0)))),IF($C17=\"Freeze\",(IF(OR($D17=\"VEP1\",$D17=\"VEP2\"),Reference!$B$112,IF(OR($D17=\"VES1\",$D17=\"VES2\"),Reference!$B$113,IF(OR($D17=\"VEU1\",$D17=\"VEU2\"),Reference!$B$114,0)))),0)))),(IF($C17=\"Standard\",(IF(OR($D17=\"VEP1\",$D17=\"VEP2\"),Reference!$B$91,IF(OR($D17=\"VES1\",$D17=\"VES2\"),Reference!$B$92,IF(OR($D17=\"VEU1\",$D17=\"VEU2\"),Reference!$B$93,0)))),IF($C17=\"Silent\",(IF(OR($D17=\"VEP1\",$D17=\"VEP2\"),Reference!$B$91,IF(OR($D17=\"VES1\",$D17=\"VES2\"),Reference!$B$92,IF(OR($D17=\"VEU1\",$D17=\"VEU2\"),Reference!$B$93,0)))),IF($C17=\"Freeze\",(IF(OR($D17=\"VEP1\",$D17=\"VEP2\"),Reference!$B$94,IF(OR($D17=\"VES1\",$D17=\"VES2\"),Reference!$B$95,IF(OR($D17=\"VEU1\",$D17=\"VEU2\"),Reference!$B$96,0)))),0)))))))","v":0},0,{"$f":"IF($A$2=\"UL\",(IF($Z17=1,(IF($C17=\"Standard\",(IF(OR($D17=\"VEP1\",$D17=\"VEP2\"),Reference!$C$140,IF(OR($D17=\"VES1\",$D17=\"VES2\"),Reference!$C$140,IF(OR($D17=\"VEU1\",$D17=\"VEU2\"),Reference!$C$141,0)))),IF($C17=\"Silent\",(IF(OR($D17=\"VEP1\",$D17=\"VEP2\"),Reference!$C$140,IF(OR($D17=\"VES1\",$D17=\"VES2\"),Reference!$C$140,IF(OR($D17=\"VEU1\",$D17=\"VEU2\"),Reference!$C$141,0)))),IF($C17=\"Freeze\",(IF(OR($D17=\"VEP1\",$D17=\"VEP2\"),Reference!$C$143,IF(OR($D17=\"VES1\",$D17=\"VES2\"),Reference!$C$143,IF(OR($D17=\"VEU1\",$D17=\"VEU2\"),Reference!$C$144,0)))),0)))),(IF($C17=\"Standard\",(IF(OR($D17=\"VEP1\",$D17=\"VEP2\"),Reference!$C$122,IF(OR($D17=\"VES1\",$D17=\"VES2\"),Reference!$C$122,IF(OR($D17=\"VEU1\",$D17=\"VEU2\"),Reference!$C$123,0)))),IF($C17=\"Silent\",(IF(OR($D17=\"VEP1\",$D17=\"VEP2\"),Reference!$C$122,IF(OR($D17=\"VES1\",$D17=\"VES2\"),Reference!$C$122,IF(OR($D17=\"VEU1\",$D17=\"VEU2\"),Reference!$C$123,0)))),IF($C17=\"Freeze\",(IF(OR($D17=\"VEP1\",$D17=\"VEP2\"),Reference!$C$140,IF(OR($D17=\"VES1\",$D17=\"VES2\"),Reference!$C$140,IF(OR($D17=\"VEU1\",$D17=\"VEU2\"),Reference!$C$141,0)))),0)))))),(IF($Z17=1,(IF($C17=\"Standard\",(IF(OR($D17=\"VEP1\",$D17=\"VEP2\"),Reference!$C$109,IF(OR($D17=\"VES1\",$D17=\"VES2\"),Reference!$C$110,IF(OR($D17=\"VEU1\",$D17=\"VEU2\"),Reference!$C$111,0)))),IF($C17=\"Silent\",(IF(OR($D17=\"VEP1\",$D17=\"VEP2\"),Reference!$C$109,IF(OR($D17=\"VES1\",$D17=\"VES2\"),Reference!$C$110,IF(OR($D17=\"VEU1\",$D17=\"VEU2\"),Reference!$C$111,0)))),IF($C17=\"Freeze\",(IF(OR($D17=\"VEP1\",$D17=\"VEP2\"),Reference!$C$112,IF(OR($D17=\"VES1\",$D17=\"VES2\"),Reference!$C$113,IF(OR($D17=\"VEU1\",$D17=\"VEU2\"),Reference!$C$114,0)))),0)))),(IF($C17=\"Standard\",(IF(OR($D17=\"VEP1\",$D17=\"VEP2\"),Reference!$C$91,IF(OR($D17=\"VES1\",$D17=\"VES2\"),Reference!$C$92,IF(OR($D17=\"VEU1\",$D17=\"VEU2\"),Reference!$C$93,0)))),IF($C17=\"Silent\",(IF(OR($D17=\"VEP1\",$D17=\"VEP2\"),Reference!$C$91,IF(OR($D17=\"VES1\",$D17=\"VES2\"),Reference!$C$92,IF(OR($D17=\"VEU1\",$D17=\"VEU2\"),Reference!$C$93,0)))),IF($C17=\"Freeze\",(IF(OR($D17=\"VEP1\",$D17=\"VEP2\"),Reference!$C$94,IF(OR($D17=\"VES1\",$D17=\"VES2\"),Reference!$C$95,IF(OR($D17=\"VEU1\",$D17=\"VEU2\"),Reference!$C$96,0)))),0)))))))","v":0},{"$f":"IF($A$2=\"UL\",(IF($Z17=1,(IF($C17=\"Standard\",(IF(OR($D17=\"VEP1\",$D17=\"VEP2\"),Reference!$D$140,IF(OR($D17=\"VES1\",$D17=\"VES2\"),Reference!$D$140,IF(OR($D17=\"VEU1\",$D17=\"VEU2\"),Reference!$D$141,0)))),IF($C17=\"Silent\",(IF(OR($D17=\"VEP1\",$D17=\"VEP2\"),Reference!$D$140,IF(OR($D17=\"VES1\",$D17=\"VES2\"),Reference!$D$140,IF(OR($D17=\"VEU1\",$D17=\"VEU2\"),Reference!$D$141,0)))),IF($C17=\"Freeze\",(IF(OR($D17=\"VEP1\",$D17=\"VEP2\"),Reference!$D$143,IF(OR($D17=\"VES1\",$D17=\"VES2\"),Reference!$D$143,IF(OR($D17=\"VEU1\",$D17=\"VEU2\"),Reference!$D$144,0)))),0)))),(IF($C17=\"Standard\",(IF(OR($D17=\"VEP1\",$D17=\"VEP2\"),Reference!$D$122,IF(OR($D17=\"VES1\",$D17=\"VES2\"),Reference!$D$122,IF(OR($D17=\"VEU1\",$D17=\"VEU2\"),Reference!$D$123,0)))),IF($C17=\"Silent\",(IF(OR($D17=\"VEP1\",$D17=\"VEP2\"),Reference!$D$122,IF(OR($D17=\"VES1\",$D17=\"VES2\"),Reference!$D$122,IF(OR($D17=\"VEU1\",$D17=\"VEU2\"),Reference!$D$123,0)))),IF($C17=\"Freeze\",(IF(OR($D17=\"VEP1\",$D17=\"VEP2\"),Reference!$D$140,IF(OR($D17=\"VES1\",$D17=\"VES2\"),Reference!$D$140,IF(OR($D17=\"VEU1\",$D17=\"VEU2\"),Reference!$D$141,0)))),0)))))),(IF($Z17=1,(IF($C17=\"Standard\",(IF(OR($D17=\"VEP1\",$D17=\"VEP2\"),Reference!$D$109,IF(OR($D17=\"VES1\",$D17=\"VES2\"),Reference!$D$110,IF(OR($D17=\"VEU1\",$D17=\"VEU2\"),Reference!$D$111,0)))),IF($C17=\"Silent\",(IF(OR($D17=\"VEP1\",$D17=\"VEP2\"),Reference!$D$109,IF(OR($D17=\"VES1\",$D17=\"VES2\"),Reference!$D$110,IF(OR($D17=\"VEU1\",$D17=\"VEU2\"),Reference!$D$111,0)))),IF($C17=\"Freeze\",(IF(OR($D17=\"VEP1\",$D17=\"VEP2\"),Reference!$D$112,IF(OR($D17=\"VES1\",$D17=\"VES2\"),Reference!$D$113,IF(OR($D17=\"VEU1\",$D17=\"VEU2\"),Reference!$D$114,0)))),0)))),(IF($C17=\"Standard\",(IF(OR($D17=\"VEP1\",$D17=\"VEP2\"),Reference!$D$91,IF(OR($D17=\"VES1\",$D17=\"VES2\"),Reference!$D$92,IF(OR($D17=\"VEU1\",$D17=\"VEU2\"),Reference!$D$93,0)))),IF($C17=\"Silent\",(IF(OR($D17=\"VEP1\",$D17=\"VEP2\"),Reference!$D$91,IF(OR($D17=\"VES1\",$D17=\"VES2\"),Reference!$D$92,IF(OR($D17=\"VEU1\",$D17=\"VEU2\"),Reference!$D$93,0)))),IF($C17=\"Freeze\",(IF(OR($D17=\"VEP1\",$D17=\"VEP2\"),Reference!$D$94,IF(OR($D17=\"VES1\",$D17=\"VES2\"),Reference!$D$95,IF(OR($D17=\"VEU1\",$D17=\"VEU2\"),Reference!$D$96,0)))),0)))))))","v":0},0,0,0,null,"No",0,0,0,0,{"$f":"IF(B17>0,(IF($BL17=1,IF($BN17=3,Reference!$C$194,IF($BN17=4,Reference!$C$196,IF($BN17=5,Reference!$C$198,0))),IF($BL17=2,IF($BN17=4,Reference!$C$195,IF($BN17=5,Reference!$C$197,IF($BN17=6,Reference!$C$199,0)))))),0)","v":0},{"$f":"IF(B17>0,(IF($BL17=1,IF($BN17=3,Reference!$D$194,IF($BN17=4,Reference!$D$196,IF($BN17=5,Reference!$D$198,0))),IF($BL17=2,IF($BN17=4,Reference!$D$195,IF($BN17=5,Reference!$D$197,IF($BN17=6,Reference!$D$199,0)))))),0)","v":0},{"$f":"IF(B17>0,(IF($BL17=1,IF($BN17=3,Reference!$E$194,IF($BN17=4,Reference!$E$196,IF($BN17=5,Reference!$E$198,0))),IF($BL17=2,IF($BN17=4,Reference!$E$195,IF($BN17=5,Reference!$E$197,IF($BN17=6,Reference!$E$199,0)))))),0)","v":0},0,0,null,{"$f":"IF($BS17=1,(IF($BT17=\"NU2\",Reference!$B$221,IF($BT17=\"NU2D\",Reference!$B$222,IF($BT17=\"NU5N\",Reference!$B$223,IF($BT17=\"NU5DN\",Reference!$B$224,IF($BT17=\"NU5DOData\",Reference!$B$225,IF($BT17=\"NU5DOFD\",Reference!$B$227,IF($BT17=\"NU5DF\",Reference!$B$226,\"\")))))))),0)","v":0},{"$f":"IF($BS17=1,(IF($BT17=\"NU2\",Reference!$D$221,IF($BT17=\"NU2D\",Reference!$D$222,IF($BT17=\"NU5N\",Reference!$D$223,IF($BT17=\"NU5DN\",Reference!$D$224,IF($BT17=\"NU5DOData\",Reference!$D$225,IF($BT17=\"NU5DOFD\",Reference!$D$227,IF($BT17=\"NU5DF\",Reference!$D$226,\"\")))))))),0)","v":0},{"$f":"IF($BS17=1,(IF($BT17=\"NU2\",Reference!$E$221,IF($BT17=\"NU2D\",Reference!$E$222,IF($BT17=\"NU5N\",Reference!$E$223,IF($BT17=\"NU5DN\",Reference!$E$224,IF($BT17=\"NU5DOData\",Reference!$E$225,IF($BT17=\"NU5DOFD\",Reference!$E$227,IF($BT17=\"NU5DF\",Reference!$E$226,\"\")))))))),0)","v":0},"Data logger",null,{"$f":"IF($BY17=\"AD-10-1960\",Reference!$G$232,IF($BY17=\"AD-10-1963\",Reference!$G$233,IF($BY17=\"AD-10-1966\",Reference!$G$237,IF($BY17=\"AD-10-1975\",Reference!$G$237,IF($BY17=\"AD-10-1980\",Reference!$G$238,\"\")))))","v":""},{"$f":"IF($BY17=\"AD-10-1960\",Reference!$F$232,IF($BY17=\"AD-10-1963\",Reference!$F$233,IF($BY17=\"AD-10-1966\",Reference!$F$237,IF($BY17=\"AD-10-1975\",Reference!$F$237,IF($BY17=\"AD-10-1980\",Reference!$F$238,\"\")))))","v":""},{"$f":"IF($BY17=\"AD-10-1960\",Reference!$E$232,IF($BY17=\"AD-10-1963\",Reference!$E$233,IF($BY17=\"AD-10-1966\",Reference!$E$237,IF($BY17=\"AD-10-1975\",Reference!$E$237,IF($BY17=\"AD-10-1980\",Reference!$E$238,\"\")))))","v":""},0,{"$f":"(IF($F17>0,(IF($CC17=\"AD-05-5400\",'Battery Consumption'!$D$5,IF($CC17=\"AD-05-5410\",'Battery Consumption'!$D$6,IF($CC17=\"AD-05-5405\",'Battery Consumption'!$D$7,IF($CC17=\"AD-05-5415\",'Battery Consumption'!$D$8,IF($CC17=\"AD-05-5425\",'Battery Consumption'!$D$9,IF($CC17=\"AD-05-5420\",'Battery Consumption'!$D$10,IF($CC17=\"AD-05-5430\",'Battery Consumption'!$D$11,IF($CC17=\"AD-05-5440\",'Battery Consumption'!$D$12,IF($CC17=\"AD-05-5435\",'Battery Consumption'!$D$13,IF($CC17=\"AD-05-5445\",'Battery Consumption'!$D$14,IF($CC17=\"AD-05-5455\",'Battery Consumption'!$D$15,IF($CC17=\"AD-05-5450\",'Battery Consumption'!$D$16,IF($CC17=\"AD-05-5460\",'Battery Consumption'!$D$17,IF($CC17=\"AD-05-5465\",'Battery Consumption'!$D$18,IF($CC17=\"AD-05-5470\",'Battery Consumption'!$D$19,IF($CC17=\"AD-05-5401\",'Battery Consumption'!$D$20,IF($CC17=\"AD-05-5413\",'Battery Consumption'!$D$21,IF($CC17=\"AD-05-5406\",'Battery Consumption'!$D$22,IF($CC17=\"AD-05-5416\",'Battery Consumption'!$D$23,IF($CC17=\"AD-05-5426\",'Battery Consumption'!$D$24,IF($CC17=\"AD-05-5421\",'Battery Consumption'!$D$25,IF($CC17=\"AD-05-5432\",'Battery Consumption'!$D$26,IF($CC17=\"AD-05-5441\",'Battery Consumption'!$D$27,IF($CC17=\"AD-05-5437\",'Battery Consumption'!$D$28,IF($CC17=\"AD-05-5446\",'Battery Consumption'!$D$29,IF($CC17=\"AD-05-5456\",'Battery Consumption'!$D$30,IF($CC17=\"AD-05-5451\",'Battery Consumption'!$D$31,IF($CC17=\"AD-05-5461\",'Battery Consumption'!$D$32,IF($CC17=\"AD-05-5471\",'Battery Consumption'!$D$33,IF($CC17=\"AD-05-5466\",'Battery Consumption'!$D$34,0))))))))))))))))))))))))))))))),0))","v":0},0,{"$f":"(IF($F17>0,(IF($CC17=\"AD-05-5400\",'Battery Consumption'!$E$5,IF($CC17=\"AD-05-5410\",'Battery Consumption'!$E$6,IF($CC17=\"AD-05-5405\",'Battery Consumption'!$E$7,IF($CC17=\"AD-05-5415\",'Battery Consumption'!$E$8,IF($CC17=\"AD-05-5425\",'Battery Consumption'!$E$9,IF($CC17=\"AD-05-5420\",'Battery Consumption'!$E$10,IF($CC17=\"AD-05-5430\",'Battery Consumption'!$E$11,IF($CC17=\"AD-05-5440\",'Battery Consumption'!$E$12,IF($CC17=\"AD-05-5435\",'Battery Consumption'!$E$13,IF($CC17=\"AD-05-5445\",'Battery Consumption'!$E$14,IF($CC17=\"AD-05-5455\",'Battery Consumption'!$E$15,IF($CC17=\"AD-05-5450\",'Battery Consumption'!$E$16,IF($CC17=\"AD-05-5460\",'Battery Consumption'!$E$17,IF($CC17=\"AD-05-5465\",'Battery Consumption'!$E$18,IF($CC17=\"AD-05-5470\",'Battery Consumption'!$E$19,IF($CC17=\"AD-05-5401\",'Battery Consumption'!$E$20,IF($CC17=\"AD-05-5413\",'Battery Consumption'!$E$21,IF($CC17=\"AD-05-5406\",'Battery Consumption'!$E$22,IF($CC17=\"AD-05-5416\",'Battery Consumption'!$E$23,IF($CC17=\"AD-05-5426\",'Battery Consumption'!$E$24,IF($CC17=\"AD-05-5421\",'Battery Consumption'!$E$25,IF($CC17=\"AD-05-5432\",'Battery Consumption'!$E$26,IF($CC17=\"AD-05-5441\",'Battery Consumption'!$E$27,IF($CC17=\"AD-05-5437\",'Battery Consumption'!$E$28,IF($CC17=\"AD-05-5446\",'Battery Consumption'!$E$29,IF($CC17=\"AD-05-5456\",'Battery Consumption'!$E$30,IF($CC17=\"AD-05-5451\",'Battery Consumption'!$E$31,IF($CC17=\"AD-05-5461\",'Battery Consumption'!$E$32,IF($CC17=\"AD-05-5471\",'Battery Consumption'!$E$33,IF($CC17=\"AD-05-5466\",'Battery Consumption'!$E$34,0))))))))))))))))))))))))))))))),0))","v":0},0,0,{"$f":"IF($F17>0,(IF($CH17<12,Reference!$J$259,IF($CH17<24,Reference!$J$260,IF($CH17<65,Reference!$J$260,\"Get your own\")))),0)","v":0},{"$f":"IF($F17>0,(IF($CH17<12,Reference!$F$259,IF($CH17<24,Reference!$F$260,IF($CH17<65,Reference!$F$260,\"Get your own\")))),0)","v":0},{"$f":"IF($F17>0,(IF($CH17<12,Reference!$H$259,IF($CH17<24,Reference!$H$260,IF($CH17<65,Reference!$H$260,\"Get your own\")))),0)","v":0},null,null,null,"VEU-A00-P-3P","VEU-A00, 3 Pipes(Individual), Max 4(Common), LED Display",0]
[14,null,null,0,{"$f":"IF(B18=\"VEP-A00-1P\",+Reference!$C$15,IF(B18=\"VEP-A00-P-1P\",+Reference!$C$16,IF(B18=\"VEP-A00-P-2P\",+Reference!$C$17,IF(B18=\"VEP-A00-P-3P\",+Reference!$C$18,IF(B18=\"VEP-A00-P-4P\",+Reference!$C$19,IF(B18=\"VES-A00-P-1P\",+Reference!$C$20,IF(B18=\"VES-A00-P-2P\",+Reference!$C$21,IF(B18=\"VES-A00-P-3P\",+Reference!$C$22,IF(B18=\"VES-A00-P-4P\",+Reference!$C$23,IF(B18=\"VEU-A00-P-1P\",+Reference!$C$24,IF(B18=\"VEU-A00-P-2P\",+Reference!$C$25,IF(B18=\"VEU-A00-P-3P\",+Reference!$C$26,IF(B18=\"VEU-A00-P-4P\",+Reference!$C$27,IF(B18=\"To Select\",\"Pending\",0))))))))))))))","v":0},null,0,null,0,0,0,null,null,"VEP Relay limited to 7 and VES/VEU limit to 12 Relays",0,0,0,0,0,0,0,0,0,0,0,0,0,0,"Wagner ASD main box comes with the box, the Fans(Silent or Freeze.  This includes CPU Card and Interface board.  Network and Detection Unit are separately added.",{"$f":"IF($A$2=\"UL\",(IF($AN18=1,(IF(AND($W18=1, $V18=1),Reference!$C$56,IF(AND($X18=1, $V18=1),Reference!$C$59,IF(AND($Y18=1, $V18=1),Reference!$C$57,IF(AND($W18=1, $V18=2),Reference!$C$57,IF(AND($X18=1, $V18=2),Reference!$C$60,IF(AND($Y18=1, $V18=2),Reference!$C$63,IF(AND($W18=1, $V18=3),Reference!$C$58,IF(AND($X18=1, $V18=3),Reference!$C$61,IF(AND($Y18=1, $V18=3),Reference!$C$64,0)))))))))),(IF($V18=0,0,IF($V18=1,Reference!$C$53,IF($V18=2,Reference!$C$54,IF($V18=3,Reference!$C$55,0))))))),(IF($AN18=1,(IF(AND($W18=1, $V18=1),Reference!$C$41,IF(AND($X18=1, $V18=1),Reference!$C$44,IF(AND($Y18=1, $V18=1),Reference!$C$42,IF(AND($W18=1, $V18=2),Reference!$C$42,IF(AND($X18=1, $V18=2),Reference!$C$45,IF(AND($Y18=1, $V18=2),Reference!$C$48,IF(AND($W18=1, $V18=3),Reference!$C$43,IF(AND($X18=1, $V18=3),Reference!$C$46,IF(AND($Y18=1, $V18=3),Reference!$C$49,0)))))))))),(IF($V18=0,0,IF($V18=1,Reference!$C$38,IF($V18=2,Reference!$C$39,IF($V18=3,Reference!$C$40,0))))))))","v":0},{"$f":"IF($A$2=\"UL\",(IF($AN18=1,(IF(AND($W18=1, $V18=1),Reference!$B$56,IF(AND($X18=1, $V18=1),Reference!$B$59,IF(AND($Y18=1, $V18=1),Reference!$B$57,IF(AND($W18=1, $V18=2),Reference!$B$57,IF(AND($X18=1, $V18=2),Reference!$B$60,IF(AND($Y18=1, $V18=2),Reference!$B$63,IF(AND($W18=1, $V18=3),Reference!$B$58,IF(AND($X18=1, $V18=3),Reference!$B$61,IF(AND($Y18=1, $V18=3),Reference!$B$64,0)))))))))),(IF($V18=0,0,IF($V18=1,Reference!$B$53,IF($V18=2,Reference!$B$54,IF($V18=3,Reference!$B$55,0))))))),(IF($AN18=1,(IF(AND($W18=1, $V18=1),Reference!$B$41,IF(AND($X18=1, $V18=1),Reference!$B$44,IF(AND($Y18=1, $V18=1),Reference!$B$42,IF(AND($W18=1, $V18=2),Reference!$B$42,IF(AND($X18=1, $V18=2),Reference!$B$45,IF(AND($Y18=1, $V18=2),Reference!$B$48,IF(AND($W18=1, $V18=3),Reference!$B$43,IF(AND($X18=1, $V18=3),Reference!$B$46,IF(AND($Y18=1, $V18=3),Reference!$B$49,0)))))))))),(IF($V18=0,0,IF($V18=1,Reference!$B$38,IF($V18=2,Reference!$B$39,IF($V18=3,Reference!$B$40,0))))))))","v":0},0,{"$f":"IF($AN18=1,(IF(AND($W18=1, $V18=1),Reference!$G$41,IF(AND($X18=1, $V18=1),Reference!$G$44,IF(AND($Y18=1, $V18=1),Reference!$G$42,IF(AND($W18=1, $V18=2),Reference!$G$42,IF(AND($X18=1, $V18=2),Reference!$G$45,IF(AND($Y18=1, $V18=2),Reference!$G$48,IF(AND($W18=1, $V18=3),Reference!$G$43,IF(AND($X18=1, $V18=3),Reference!$G$46,IF(AND($Y18=1, $V18=3),Reference!$G$49,0)))))))))),(IF($V18=0,0,IF($V18=1,Reference!$G$38,IF($V18=2,Reference!$G$39,IF($V18=3,Reference!$G$40,))))))","v":0},0,0,0,0,0,0,0,0,null,null,0,null,0,null,null,null,null,null,0,null,{"$f":"IF($A$2=\"UL\",(IF($Z18=1,(IF($C18=\"Standard\",(IF(OR($D18=\"VEP1\",$D18=\"VEP2\"),Reference!$B$140,IF(OR($D18=\"VES1\",$D18=\"VES2\"),Reference!$B$140,IF(OR($D18=\"VEU1\",$D18=\"VEU2\"),Reference!$B$141,0)))),IF($C18=\"Silent\",(IF(OR($D18=\"VEP1\",$D18=\"VEP2\"),Reference!$B$140,IF(OR($D18=\"VES1\",$D18=\"VES2\"),Reference!$B$140,IF(OR($D18=\"VEU1\",$D18=\"VEU2\"),Reference!$B$141,0)))),IF($C18=\"Freeze\",(IF(OR($D18=\"VEP1\",$D18=\"VEP2\"),Reference!$B$143,IF(OR($D18=\"VES1\",$D18=\"VES2\"),Reference!$B$143,IF(OR($D18=\"VEU1\",$D18=\"VEU2\"),Reference!$B$144,0)))),0)))),(IF($C18=\"Standard\",(IF(OR($D18=\"VEP1\",$D18=\"VEP2\"),Reference!$B$122,IF(OR($D18=\"VES1\",$D18=\"VES2\"),Reference!$B$122,IF(OR($D18=\"VEU1\",$D18=\"VEU2\"),Reference!$B$123,0)))),IF($C18=\"Silent\",(IF(OR($D18=\"VEP1\",$D18=\"VEP2\"),Reference!$B$122,IF(OR($D18=\"VES1\",$D18=\"VES2\"),Reference!$B$122,IF(OR($D18=\"VEU1\",$D18=\"VEU2\"),Reference!$B$123,0)))),IF($C18=\"Freeze\",(IF(OR($D18=\"VEP1\",$D18=\"VEP2\"),Reference!$B$140,IF(OR($D18=\"VES1\",$D18=\"VES2\"),Reference!$B$140,IF(OR($D18=\"VEU1\",$D18=\"VEU2\"),Reference!$B$141,0)))),0)))))),(IF($Z18=1,(IF($C18=\"Standard\",(IF(OR($D18=\"VEP1\",$D18=\"VEP2\"),Reference!$B$109,IF(OR($D18=\"VES1\",$D18=\"VES2\"),Reference!$B$110,IF(OR($D18=\"VEU1\",$D18=\"VEU2\"),Reference!$B$111,0)))),IF($C18=\"Silent\",(IF(OR($D18=\"VEP1\",$D18=\"VEP2\"),Reference!$B$109,IF(OR($D18=\"VES1\",$D18=\"VES2\"),Reference!$B$110,IF(OR($D18=\"VEU1\",$D18=\"VEU2\"),Reference!$B$111,0)))),IF($C18=\"Freeze\",(IF(OR($D18=\"VEP1\",$D18=\"VEP2\"),Reference!$B$112,IF(OR($D18=\"VES1\",$D18=\"VES2\"),Reference!$B$113,IF(OR($D18=\"VEU1\",$D18=\"VEU2\"),Reference!$B$114,0)))),0)))),(IF($C18=\"Standard\",(IF(OR($D18=\"VEP1\",$D18=\"VEP2\"),Reference!$B$91,IF(OR($D18=\"VES1\",$D18=\"VES2\"),Reference!$B$92,IF(OR($D18=\"VEU1\",$D18=\"VEU2\"),Reference!$B$93,0)))),IF($C18=\"Silent\",(IF(OR($D18=\"VEP1\",$D18=\"VEP2\"),Reference!$B$91,IF(OR($D18=\"VES1\",$D18=\"VES2\"),Reference!$B$92,IF(OR($D18=\"VEU1\",$D18=\"VEU2\"),Reference!$B$93,0)))),IF($C18=\"Freeze\",(IF(OR($D18=\"VEP1\",$D18=\"VEP2\"),Reference!$B$94,IF(OR($D18=\"VES1\",$D18=\"VES2\"),Reference!$B$95,IF(OR($D18=\"VEU1\",$D18=\"VEU2\"),Reference!$B$96,0)))),0)))))))","v":0},0,{"$f":"IF($A$2=\"UL\",(IF($Z18=1,(IF($C18=\"Standard\",(IF(OR($D18=\"VEP1\",$D18=\"VEP2\"),Reference!$C$140,IF(OR($D18=\"VES1\",$D18=\"VES2\"),Reference!$C$140,IF(OR($D18=\"VEU1\",$D18=\"VEU2\"),Reference!$C$141,0)))),IF($C18=\"Silent\",(IF(OR($D18=\"VEP1\",$D18=\"VEP2\"),Reference!$C$140,IF(OR($D18=\"VES1\",$D18=\"VES2\"),Reference!$C$140,IF(OR($D18=\"VEU1\",$D18=\"VEU2\"),Reference!$C$141,0)))),IF($C18=\"Freeze\",(IF(OR($D18=\"VEP1\",$D18=\"VEP2\"),Reference!$C$143,IF(OR($D18=\"VES1\",$D18=\"VES2\"),Reference!$C$143,IF(OR($D18=\"VEU1\",$D18=\"VEU2\"),Reference!$C$144,0)))),0)))),(IF($C18=\"Standard\",(IF(OR($D18=\"VEP1\",$D18=\"VEP2\"),Reference!$C$122,IF(OR($D18=\"VES1\",$D18=\"VES2\"),Reference!$C$122,IF(OR($D18=\"VEU1\",$D18=\"VEU2\"),Reference!$C$123,0)))),IF($C18=\"Silent\",(IF(OR($D18=\"VEP1\",$D18=\"VEP2\"),Reference!$C$122,IF(OR($D18=\"VES1\",$D18=\"VES2\"),Reference!$C$122,IF(OR($D18=\"VEU1\",$D18=\"VEU2\"),Reference!$C$123,0)))),IF($C18=\"Freeze\",(IF(OR($D18=\"VEP1\",$D18=\"VEP2\"),Reference!$C$140,IF(OR($D18=\"VES1\",$D18=\"VES2\"),Reference!$C$140,IF(OR($D18=\"VEU1\",$D18=\"VEU2\"),Reference!$C$141,0)))),0)))))),(IF($Z18=1,(IF($C18=\"Standard\",(IF(OR($D18=\"VEP1\",$D18=\"VEP2\"),Reference!$C$109,IF(OR($D18=\"VES1\",$D18=\"VES2\"),Reference!$C$110,IF(OR($D18=\"VEU1\",$D18=\"VEU2\"),Reference!$C$111,0)))),IF($C18=\"Silent\",(IF(OR($D18=\"VEP1\",$D18=\"VEP2\"),Reference!$C$109,IF(OR($D18=\"VES1\",$D18=\"VES2\"),Reference!$C$110,IF(OR($D18=\"VEU1\",$D18=\"VEU2\"),Reference!$C$111,0)))),IF($C18=\"Freeze\",(IF(OR($D18=\"VEP1\",$D18=\"VEP2\"),Reference!$C$112,IF(OR($D18=\"VES1\",$D18=\"VES2\"),Reference!$C$113,IF(OR($D18=\"VEU1\",$D18=\"VEU2\"),Reference!$C$114,0)))),0)))),(IF($C18=\"Standard\",(IF(OR($D18=\"VEP1\",$D18=\"VEP2\"),Reference!$C$91,IF(OR($D18=\"VES1\",$D18=\"VES2\"),Reference!$C$92,IF(OR($D18=\"VEU1\",$D18=\"VEU2\"),Reference!$C$93,0)))),IF($C18=\"Silent\",(IF(OR($D18=\"VEP1\",$D18=\"VEP2\"),Reference!$C$91,IF(OR($D18=\"VES1\",$D18=\"VES2\"),Reference!$C$92,IF(OR($D18=\"VEU1\",$D18=\"VEU2\"),Reference!$C$93,0)))),IF($C18=\"Freeze\",(IF(OR($D18=\"VEP1\",$D18=\"VEP2\"),Reference!$C$94,IF(OR($D18=\"VES1\",$D18=\"VES2\"),Reference!$C$95,IF(OR($D18=\"VEU1\",$D18=\"VEU2\"),Reference!$C$96,0)))),0)))))))","v":0},{"$f":"IF($A$2=\"UL\",(IF($Z18=1,(IF($C18=\"Standard\",(IF(OR($D18=\"VEP1\",$D18=\"VEP2\"),Reference!$D$140,IF(OR($D18=\"VES1\",$D18=\"VES2\"),Reference!$D$140,IF(OR($D18=\"VEU1\",$D18=\"VEU2\"),Reference!$D$141,0)))),IF($C18=\"Silent\",(IF(OR($D18=\"VEP1\",$D18=\"VEP2\"),Reference!$D$140,IF(OR($D18=\"VES1\",$D18=\"VES2\"),Reference!$D$140,IF(OR($D18=\"VEU1\",$D18=\"VEU2\"),Reference!$D$141,0)))),IF($C18=\"Freeze\",(IF(OR($D18=\"VEP1\",$D18=\"VEP2\"),Reference!$D$143,IF(OR($D18=\"VES1\",$D18=\"VES2\"),Reference!$D$143,IF(OR($D18=\"VEU1\",$D18=\"VEU2\"),Reference!$D$144,0)))),0)))),(IF($C18=\"Standard\",(IF(OR($D18=\"VEP1\",$D18=\"VEP2\"),Reference!$D$122,IF(OR($D18=\"VES1\",$D18=\"VES2\"),Reference!$D$122,IF(OR($D18=\"VEU1\",$D18=\"VEU2\"),Reference!$D$123,0)))),IF($C18=\"Silent\",(IF(OR($D18=\"VEP1\",$D18=\"VEP2\"),Reference!$D$122,IF(OR($D18=\"VES1\",$D18=\"VES2\"),Reference!$D$122,IF(OR($D18=\"VEU1\",$D18=\"VEU2\"),Reference!$D$123,0)))),IF($C18=\"Freeze\",(IF(OR($D18=\"VEP1\",$D18=\"VEP2\"),Reference!$D$140,IF(OR($D18=\"VES1\",$D18=\"VES2\"),Reference!$D$140,IF(OR($D18=\"VEU1\",$D18=\"VEU2\"),Reference!$D$141,0)))),0)))))),(IF($Z18=1,(IF($C18=\"Standard\",(IF(OR($D18=\"VEP1\",$D18=\"VEP2\"),Reference!$D$109,IF(OR($D18=\"VES1\",$D18=\"VES2\"),Reference!$D$110,IF(OR($D18=\"VEU1\",$D18=\"VEU2\"),Reference!$D$111,0)))),IF($C18=\"Silent\",(IF(OR($D18=\"VEP1\",$D18=\"VEP2\"),Reference!$D$109,IF(OR($D18=\"VES1\",$D18=\"VES2\"),Reference!$D$110,IF(OR($D18=\"VEU1\",$D18=\"VEU2\"),Reference!$D$111,0)))),IF($C18=\"Freeze\",(IF(OR($D18=\"VEP1\",$D18=\"VEP2\"),Reference!$D$112,IF(OR($D18=\"VES1\",$D18=\"VES2\"),Reference!$D$113,IF(OR($D18=\"VEU1\",$D18=\"VEU2\"),Reference!$D$114,0)))),0)))),(IF($C18=\"Standard\",(IF(OR($D18=\"VEP1\",$D18=\"VEP2\"),Reference!$D$91,IF(OR($D18=\"VES1\",$D18=\"VES2\"),Reference!$D$92,IF(OR($D18=\"VEU1\",$D18=\"VEU2\"),Reference!$D$93,0)))),IF($C18=\"Silent\",(IF(OR($D18=\"VEP1\",$D18=\"VEP2\"),Reference!$D$91,IF(OR($D18=\"VES1\",$D18=\"VES2\"),Reference!$D$92,IF(OR($D18=\"VEU1\",$D18=\"VEU2\"),Reference!$D$93,0)))),IF($C18=\"Freeze\",(IF(OR($D18=\"VEP1\",$D18=\"VEP2\"),Reference!$D$94,IF(OR($D18=\"VES1\",$D18=\"VES2\"),Reference!$D$95,IF(OR($D18=\"VEU1\",$D18=\"VEU2\"),Reference!$D$96,0)))),0)))))))","v":0},0,0,0,null,"No",0,0,0,0,{"$f":"IF(B18>0,(IF($BL18=1,IF($BN18=3,Reference!$C$194,IF($BN18=4,Reference!$C$196,IF($BN18=5,Reference!$C$198,0))),IF($BL18=2,IF($BN18=4,Reference!$C$195,IF($BN18=5,Reference!$C$197,IF($BN18=6,Reference!$C$199,0)))))),0)","v":0},{"$f":"IF(B18>0,(IF($BL18=1,IF($BN18=3,Reference!$D$194,IF($BN18=4,Reference!$D$196,IF($BN18=5,Reference!$D$198,0))),IF($BL18=2,IF($BN18=4,Reference!$D$195,IF($BN18=5,Reference!$D$197,IF($BN18=6,Reference!$D$199,0)))))),0)","v":0},{"$f":"IF(B18>0,(IF($BL18=1,IF($BN18=3,Reference!$E$194,IF($BN18=4,Reference!$E$196,IF($BN18=5,Reference!$E$198,0))),IF($BL18=2,IF($BN18=4,Reference!$E$195,IF($BN18=5,Reference!$E$197,IF($BN18=6,Reference!$E$199,0)))))),0)","v":0},0,0,null,{"$f":"IF($BS18=1,(IF($BT18=\"NU2\",Reference!$B$221,IF($BT18=\"NU2D\",Reference!$B$222,IF($BT18=\"NU5N\",Reference!$B$223,IF($BT18=\"NU5DN\",Reference!$B$224,IF($BT18=\"NU5DOData\",Reference!$B$225,IF($BT18=\"NU5DOFD\",Reference!$B$227,IF($BT18=\"NU5DF\",Reference!$B$226,\"\")))))))),0)","v":0},{"$f":"IF($BS18=1,(IF($BT18=\"NU2\",Reference!$D$221,IF($BT18=\"NU2D\",Reference!$D$222,IF($BT18=\"NU5N\",Reference!$D$223,IF($BT18=\"NU5DN\",Reference!$D$224,IF($BT18=\"NU5DOData\",Reference!$D$225,IF($BT18=\"NU5DOFD\",Reference!$D$227,IF($BT18=\"NU5DF\",Reference!$D$226,\"\")))))))),0)","v":0},{"$f":"IF($BS18=1,(IF($BT18=\"NU2\",Reference!$E$221,IF($BT18=\"NU2D\",Reference!$E$222,IF($BT18=\"NU5N\",Reference!$E$223,IF($BT18=\"NU5DN\",Reference!$E$224,IF($BT18=\"NU5DOData\",Reference!$E$225,IF($BT18=\"NU5DOFD\",Reference!$E$227,IF($BT18=\"NU5DF\",Reference!$E$226,\"\")))))))),0)","v":0},"4.  Freeze Version",null,{"$f":"IF($BY18=\"AD-10-1960\",Reference!$G$232,IF($BY18=\"AD-10-1963\",Reference!$G$233,IF($BY18=\"AD-10-1966\",Reference!$G$237,IF($BY18=\"AD-10-1975\",Reference!$G$237,IF($BY18=\"AD-10-1980\",Reference!$G$238,\"\")))))","v":""},{"$f":"IF($BY18=\"AD-10-1960\",Reference!$F$232,IF($BY18=\"AD-10-1963\",Reference!$F$233,IF($BY18=\"AD-10-1966\",Reference!$F$237,IF($BY18=\"AD-10-1975\",Reference!$F$237,IF($BY18=\"AD-10-1980\",Reference!$F$238,\"\")))))","v":""},{"$f":"IF($BY18=\"AD-10-1960\",Reference!$E$232,IF($BY18=\"AD-10-1963\",Reference!$E$233,IF($BY18=\"AD-10-1966\",Reference!$E$237,IF($BY18=\"AD-10-1975\",Reference!$E$237,IF($BY18=\"AD-10-1980\",Reference!$E$238,\"\")))))","v":""},0,{"$f":"(IF($F18>0,(IF($CC18=\"AD-05-5400\",'Battery Consumption'!$D$5,IF($CC18=\"AD-05-5410\",'Battery Consumption'!$D$6,IF($CC18=\"AD-05-5405\",'Battery Consumption'!$D$7,IF($CC18=\"AD-05-5415\",'Battery Consumption'!$D$8,IF($CC18=\"AD-05-5425\",'Battery Consumption'!$D$9,IF($CC18=\"AD-05-5420\",'Battery Consumption'!$D$10,IF($CC18=\"AD-05-5430\",'Battery Consumption'!$D$11,IF($CC18=\"AD-05-5440\",'Battery Consumption'!$D$12,IF($CC18=\"AD-05-5435\",'Battery Consumption'!$D$13,IF($CC18=\"AD-05-5445\",'Battery Consumption'!$D$14,IF($CC18=\"AD-05-5455\",'Battery Consumption'!$D$15,IF($CC18=\"AD-05-5450\",'Battery Consumption'!$D$16,IF($CC18=\"AD-05-5460\",'Battery Consumption'!$D$17,IF($CC18=\"AD-05-5465\",'Battery Consumption'!$D$18,IF($CC18=\"AD-05-5470\",'Battery Consumption'!$D$19,IF($CC18=\"AD-05-5401\",'Battery Consumption'!$D$20,IF($CC18=\"AD-05-5413\",'Battery Consumption'!$D$21,IF($CC18=\"AD-05-5406\",'Battery Consumption'!$D$22,IF($CC18=\"AD-05-5416\",'Battery Consumption'!$D$23,IF($CC18=\"AD-05-5426\",'Battery Consumption'!$D$24,IF($CC18=\"AD-05-5421\",'Battery Consumption'!$D$25,IF($CC18=\"AD-05-5432\",'Battery Consumption'!$D$26,IF($CC18=\"AD-05-5441\",'Battery Consumption'!$D$27,IF($CC18=\"AD-05-5437\",'Battery Consumption'!$D$28,IF($CC18=\"AD-05-5446\",'Battery Consumption'!$D$29,IF($CC18=\"AD-05-5456\",'Battery Consumption'!$D$30,IF($CC18=\"AD-05-5451\",'Battery Consumption'!$D$31,IF($CC18=\"AD-05-5461\",'Battery Consumption'!$D$32,IF($CC18=\"AD-05-5471\",'Battery Consumption'!$D$33,IF($CC18=\"AD-05-5466\",'Battery Consumption'!$D$34,0))))))))))))))))))))))))))))))),0))","v":0},0,{"$f":"(IF($F18>0,(IF($CC18=\"AD-05-5400\",'Battery Consumption'!$E$5,IF($CC18=\"AD-05-5410\",'Battery Consumption'!$E$6,IF($CC18=\"AD-05-5405\",'Battery Consumption'!$E$7,IF($CC18=\"AD-05-5415\",'Battery Consumption'!$E$8,IF($CC18=\"AD-05-5425\",'Battery Consumption'!$E$9,IF($CC18=\"AD-05-5420\",'Battery Consumption'!$E$10,IF($CC18=\"AD-05-5430\",'Battery Consumption'!$E$11,IF($CC18=\"AD-05-5440\",'Battery Consumption'!$E$12,IF($CC18=\"AD-05-5435\",'Battery Consumption'!$E$13,IF($CC18=\"AD-05-5445\",'Battery Consumption'!$E$14,IF($CC18=\"AD-05-5455\",'Battery Consumption'!$E$15,IF($CC18=\"AD-05-5450\",'Battery Consumption'!$E$16,IF($CC18=\"AD-05-5460\",'Battery Consumption'!$E$17,IF($CC18=\"AD-05-5465\",'Battery Consumption'!$E$18,IF($CC18=\"AD-05-5470\",'Battery Consumption'!$E$19,IF($CC18=\"AD-05-5401\",'Battery Consumption'!$E$20,IF($CC18=\"AD-05-5413\",'Battery Consumption'!$E$21,IF($CC18=\"AD-05-5406\",'Battery Consumption'!$E$22,IF($CC18=\"AD-05-5416\",'Battery Consumption'!$E$23,IF($CC18=\"AD-05-5426\",'Battery Consumption'!$E$24,IF($CC18=\"AD-05-5421\",'Battery Consumption'!$E$25,IF($CC18=\"AD-05-5432\",'Battery Consumption'!$E$26,IF($CC18=\"AD-05-5441\",'Battery Consumption'!$E$27,IF($CC18=\"AD-05-5437\",'Battery Consumption'!$E$28,IF($CC18=\"AD-05-5446\",'Battery Consumption'!$E$29,IF($CC18=\"AD-05-5456\",'Battery Consumption'!$E$30,IF($CC18=\"AD-05-5451\",'Battery Consumption'!$E$31,IF($CC18=\"AD-05-5461\",'Battery Consumption'!$E$32,IF($CC18=\"AD-05-5471\",'Battery Consumption'!$E$33,IF($CC18=\"AD-05-5466\",'Battery Consumption'!$E$34,0))))))))))))))))))))))))))))))),0))","v":0},0,0,{"$f":"IF($F18>0,(IF($CH18<12,Reference!$J$259,IF($CH18<24,Reference!$J$260,IF($CH18<65,Reference!$J$260,\"Get your own\")))),0)","v":0},{"$f":"IF($F18>0,(IF($CH18<12,Reference!$F$259,IF($CH18<24,Reference!$F$260,IF($CH18<65,Reference!$F$260,\"Get your own\")))),0)","v":0},{"$f":"IF($F18>0,(IF($CH18<12,Reference!$H$259,IF($CH18<24,Reference!$H$260,IF($CH18<65,Reference!$H$260,\"Get your own\")))),0)","v":0},null,null,null,"VEU-A00-P-4P","VEU-A00. 4 Pipes(Individual),Max 4(Common), LED Display",0]
[15,null,null,0,{"$f":"IF(B19=\"VEP-A00-1P\",+Reference!$C$15,IF(B19=\"VEP-A00-P-1P\",+Reference!$C$16,IF(B19=\"VEP-A00-P-2P\",+Reference!$C$17,IF(B19=\"VEP-A00-P-3P\",+Reference!$C$18,IF(B19=\"VEP-A00-P-4P\",+Reference!$C$19,IF(B19=\"VES-A00-P-1P\",+Reference!$C$20,IF(B19=\"VES-A00-P-2P\",+Reference!$C$21,IF(B19=\"VES-A00-P-3P\",+Reference!$C$22,IF(B19=\"VES-A00-P-4P\",+Reference!$C$23,IF(B19=\"VEU-A00-P-1P\",+Reference!$C$24,IF(B19=\"VEU-A00-P-2P\",+Reference!$C$25,IF(B19=\"VEU-A00-P-3P\",+Reference!$C$26,IF(B19=\"VEU-A00-P-4P\",+Reference!$C$27,IF(B19=\"To Select\",\"Pending\",0))))))))))))))","v":0},null,0,null,0,0,0,null,null,null,0,0,0,0,0,0,0,0,0,0,0,0,0,0,null,{"$f":"IF($A$2=\"UL\",(IF($AN19=1,(IF(AND($W19=1, $V19=1),Reference!$C$56,IF(AND($X19=1, $V19=1),Reference!$C$59,IF(AND($Y19=1, $V19=1),Reference!$C$57,IF(AND($W19=1, $V19=2),Reference!$C$57,IF(AND($X19=1, $V19=2),Reference!$C$60,IF(AND($Y19=1, $V19=2),Reference!$C$63,IF(AND($W19=1, $V19=3),Reference!$C$58,IF(AND($X19=1, $V19=3),Reference!$C$61,IF(AND($Y19=1, $V19=3),Reference!$C$64,0)))))))))),(IF($V19=0,0,IF($V19=1,Reference!$C$53,IF($V19=2,Reference!$C$54,IF($V19=3,Reference!$C$55,0))))))),(IF($AN19=1,(IF(AND($W19=1, $V19=1),Reference!$C$41,IF(AND($X19=1, $V19=1),Reference!$C$44,IF(AND($Y19=1, $V19=1),Reference!$C$42,IF(AND($W19=1, $V19=2),Reference!$C$42,IF(AND($X19=1, $V19=2),Reference!$C$45,IF(AND($Y19=1, $V19=2),Reference!$C$48,IF(AND($W19=1, $V19=3),Reference!$C$43,IF(AND($X19=1, $V19=3),Reference!$C$46,IF(AND($Y19=1, $V19=3),Reference!$C$49,0)))))))))),(IF($V19=0,0,IF($V19=1,Reference!$C$38,IF($V19=2,Reference!$C$39,IF($V19=3,Reference!$C$40,0))))))))","v":0},{"$f":"IF($A$2=\"UL\",(IF($AN19=1,(IF(AND($W19=1, $V19=1),Reference!$B$56,IF(AND($X19=1, $V19=1),Reference!$B$59,IF(AND($Y19=1, $V19=1),Reference!$B$57,IF(AND($W19=1, $V19=2),Reference!$B$57,IF(AND($X19=1, $V19=2),Reference!$B$60,IF(AND($Y19=1, $V19=2),Reference!$B$63,IF(AND($W19=1, $V19=3),Reference!$B$58,IF(AND($X19=1, $V19=3),Reference!$B$61,IF(AND($Y19=1, $V19=3),Reference!$B$64,0)))))))))),(IF($V19=0,0,IF($V19=1,Reference!$B$53,IF($V19=2,Reference!$B$54,IF($V19=3,Reference!$B$55,0))))))),(IF($AN19=1,(IF(AND($W19=1, $V19=1),Reference!$B$41,IF(AND($X19=1, $V19=1),Reference!$B$44,IF(AND($Y19=1, $V19=1),Reference!$B$42,IF(AND($W19=1, $V19=2),Reference!$B$42,IF(AND($X19=1, $V19=2),Reference!$B$45,IF(AND($Y19=1, $V19=2),Reference!$B$48,IF(AND($W19=1, $V19=3),Reference!$B$43,IF(AND($X19=1, $V19=3),Reference!$B$46,IF(AND($Y19=1, $V19=3),Reference!$B$49,0)))))))))),(IF($V19=0,0,IF($V19=1,Reference!$B$38,IF($V19=2,Reference!$B$39,IF($V19=3,Reference!$B$40,0))))))))","v":0},0,{"$f":"IF($AN19=1,(IF(AND($W19=1, $V19=1),Reference!$G$41,IF(AND($X19=1, $V19=1),Reference!$G$44,IF(AND($Y19=1, $V19=1),Reference!$G$42,IF(AND($W19=1, $V19=2),Reference!$G$42,IF(AND($X19=1, $V19=2),Reference!$G$45,IF(AND($Y19=1, $V19=2),Reference!$G$48,IF(AND($W19=1, $V19=3),Reference!$G$43,IF(AND($X19=1, $V19=3),Reference!$G$46,IF(AND($Y19=1, $V19=3),Reference!$G$49,0)))))))))),(IF($V19=0,0,IF($V19=1,Reference!$G$38,IF($V19=2,Reference!$G$39,IF($V19=3,Reference!$G$40,))))))","v":0},0,0,0,0,0,0,0,0,null,null,0,null,0,null,null,null,null,null,0,null,{"$f":"IF($A$2=\"UL\",(IF($Z19=1,(IF($C19=\"Standard\",(IF(OR($D19=\"VEP1\",$D19=\"VEP2\"),Reference!$B$140,IF(OR($D19=\"VES1\",$D19=\"VES2\"),Reference!$B$140,IF(OR($D19=\"VEU1\",$D19=\"VEU2\"),Reference!$B$141,0)))),IF($C19=\"Silent\",(IF(OR($D19=\"VEP1\",$D19=\"VEP2\"),Reference!$B$140,IF(OR($D19=\"VES1\",$D19=\"VES2\"),Reference!$B$140,IF(OR($D19=\"VEU1\",$D19=\"VEU2\"),Reference!$B$141,0)))),IF($C19=\"Freeze\",(IF(OR($D19=\"VEP1\",$D19=\"VEP2\"),Reference!$B$143,IF(OR($D19=\"VES1\",$D19=\"VES2\"),Reference!$B$143,IF(OR($D19=\"VEU1\",$D19=\"VEU2\"),Reference!$B$144,0)))),0)))),(IF($C19=\"Standard\",(IF(OR($D19=\"VEP1\",$D19=\"VEP2\"),Reference!$B$122,IF(OR($D19=\"VES1\",$D19=\"VES2\"),Reference!$B$122,IF(OR($D19=\"VEU1\",$D19=\"VEU2\"),Reference!$B$123,0)))),IF($C19=\"Silent\",(IF(OR($D19=\"VEP1\",$D19=\"VEP2\"),Reference!$B$122,IF(OR($D19=\"VES1\",$D19=\"VES2\"),Reference!$B$122,IF(OR($D19=\"VEU1\",$D19=\"VEU2\"),Reference!$B$123,0)))),IF($C19=\"Freeze\",(IF(OR($D19=\"VEP1\",$D19=\"VEP2\"),Reference!$B$140,IF(OR($D19=\"VES1\",$D19=\"VES2\"),Reference!$B$140,IF(OR($D19=\"VEU1\",$D19=\"VEU2\"),Reference!$B$141,0)))),0)))))),(IF($Z19=1,(IF($C19=\"Standard\",(IF(OR($D19=\"VEP1\",$D19=\"VEP2\"),Reference!$B$109,IF(OR($D19=\"VES1\",$D19=\"VES2\"),Reference!$B$110,IF(OR($D19=\"VEU1\",$D19=\"VEU2\"),Reference!$B$111,0)))),IF($C19=\"Silent\",(IF(OR($D19=\"VEP1\",$D19=\"VEP2\"),Reference!$B$109,IF(OR($D19=\"VES1\",$D19=\"VES2\"),Reference!$B$110,IF(OR($D19=\"VEU1\",$D19=\"VEU2\"),Reference!$B$111,0)))),IF($C19=\"Freeze\",(IF(OR($D19=\"VEP1\",$D19=\"VEP2\"),Reference!$B$112,IF(OR($D19=\"VES1\",$D19=\"VES2\"),Reference!$B$113,IF(OR($D19=\"VEU1\",$D19=\"VEU2\"),Reference!$B$114,0)))),0)))),(IF($C19=\"Standard\",(IF(OR($D19=\"VEP1\",$D19=\"VEP2\"),Reference!$B$91,IF(OR($D19=\"VES1\",$D19=\"VES2\"),Reference!$B$92,IF(OR($D19=\"VEU1\",$D19=\"VEU2\"),Reference!$B$93,0)))),IF($C19=\"Silent\",(IF(OR($D19=\"VEP1\",$D19=\"VEP2\"),Reference!$B$91,IF(OR($D19=\"VES1\",$D19=\"VES2\"),Reference!$B$92,IF(OR($D19=\"VEU1\",$D19=\"VEU2\"),Reference!$B$93,0)))),IF($C19=\"Freeze\",(IF(OR($D19=\"VEP1\",$D19=\"VEP2\"),Reference!$B$94,IF(OR($D19=\"VES1\",$D19=\"VES2\"),Reference!$B$95,IF(OR($D19=\"VEU1\",$D19=\"VEU2\"),Reference!$B$96,0)))),0)))))))","v":0},0,{"$f":"IF($A$2=\"UL\",(IF($Z19=1,(IF($C19=\"Standard\",(IF(OR($D19=\"VEP1\",$D19=\"VEP2\"),Reference!$C$140,IF(OR($D19=\"VES1\",$D19=\"VES2\"),Reference!$C$140,IF(OR($D19=\"VEU1\",$D19=\"VEU2\"),Reference!$C$141,0)))),IF($C19=\"Silent\",(IF(OR($D19=\"VEP1\",$D19=\"VEP2\"),Reference!$C$140,IF(OR($D19=\"VES1\",$D19=\"VES2\"),Reference!$C$140,IF(OR($D19=\"VEU1\",$D19=\"VEU2\"),Reference!$C$141,0)))),IF($C19=\"Freeze\",(IF(OR($D19=\"VEP1\",$D19=\"VEP2\"),Reference!$C$143,IF(OR($D19=\"VES1\",$D19=\"VES2\"),Reference!$C$143,IF(OR($D19=\"VEU1\",$D19=\"VEU2\"),Reference!$C$144,0)))),0)))),(IF($C19=\"Standard\",(IF(OR($D19=\"VEP1\",$D19=\"VEP2\"),Reference!$C$122,IF(OR($D19=\"VES1\",$D19=\"VES2\"),Reference!$C$122,IF(OR($D19=\"VEU1\",$D19=\"VEU2\"),Reference!$C$123,0)))),IF($C19=\"Silent\",(IF(OR($D19=\"VEP1\",$D19=\"VEP2\"),Reference!$C$122,IF(OR($D19=\"VES1\",$D19=\"VES2\"),Reference!$C$122,IF(OR($D19=\"VEU1\",$D19=\"VEU2\"),Reference!$C$123,0)))),IF($C19=\"Freeze\",(IF(OR($D19=\"VEP1\",$D19=\"VEP2\"),Reference!$C$140,IF(OR($D19=\"VES1\",$D19=\"VES2\"),Reference!$C$140,IF(OR($D19=\"VEU1\",$D19=\"VEU2\"),Reference!$C$141,0)))),0)))))),(IF($Z19=1,(IF($C19=\"Standard\",(IF(OR($D19=\"VEP1\",$D19=\"VEP2\"),Reference!$C$109,IF(OR($D19=\"VES1\",$D19=\"VES2\"),Reference!$C$110,IF(OR($D19=\"VEU1\",$D19=\"VEU2\"),Reference!$C$111,0)))),IF($C19=\"Silent\",(IF(OR($D19=\"VEP1\",$D19=\"VEP2\"),Reference!$C$109,IF(OR($D19=\"VES1\",$D19=\"VES2\"),Reference!$C$110,IF(OR($D19=\"VEU1\",$D19=\"VEU2\"),Reference!$C$111,0)))),IF($C19=\"Freeze\",(IF(OR($D19=\"VEP1\",$D19=\"VEP2\"),Reference!$C$112,IF(OR($D19=\"VES1\",$D19=\"VES2\"),Reference!$C$113,IF(OR($D19=\"VEU1\",$D19=\"VEU2\"),Reference!$C$114,0)))),0)))),(IF($C19=\"Standard\",(IF(OR($D19=\"VEP1\",$D19=\"VEP2\"),Reference!$C$91,IF(OR($D19=\"VES1\",$D19=\"VES2\"),Reference!$C$92,IF(OR($D19=\"VEU1\",$D19=\"VEU2\"),Reference!$C$93,0)))),IF($C19=\"Silent\",(IF(OR($D19=\"VEP1\",$D19=\"VEP2\"),Reference!$C$91,IF(OR($D19=\"VES1\",$D19=\"VES2\"),Reference!$C$92,IF(OR($D19=\"VEU1\",$D19=\"VEU2\"),Reference!$C$93,0)))),IF($C19=\"Freeze\",(IF(OR($D19=\"VEP1\",$D19=\"VEP2\"),Reference!$C$94,IF(OR($D19=\"VES1\",$D19=\"VES2\"),Reference!$C$95,IF(OR($D19=\"VEU1\",$D19=\"VEU2\"),Reference!$C$96,0)))),0)))))))","v":0},{"$f":"IF($A$2=\"UL\",(IF($Z19=1,(IF($C19=\"Standard\",(IF(OR($D19=\"VEP1\",$D19=\"VEP2\"),Reference!$D$140,IF(OR($D19=\"VES1\",$D19=\"VES2\"),Reference!$D$140,IF(OR($D19=\"VEU1\",$D19=\"VEU2\"),Reference!$D$141,0)))),IF($C19=\"Silent\",(IF(OR($D19=\"VEP1\",$D19=\"VEP2\"),Reference!$D$140,IF(OR($D19=\"VES1\",$D19=\"VES2\"),Reference!$D$140,IF(OR($D19=\"VEU1\",$D19=\"VEU2\"),Reference!$D$141,0)))),IF($C19=\"Freeze\",(IF(OR($D19=\"VEP1\",$D19=\"VEP2\"),Reference!$D$143,IF(OR($D19=\"VES1\",$D19=\"VES2\"),Reference!$D$143,IF(OR($D19=\"VEU1\",$D19=\"VEU2\"),Reference!$D$144,0)))),0)))),(IF($C19=\"Standard\",(IF(OR($D19=\"VEP1\",$D19=\"VEP2\"),Reference!$D$122,IF(OR($D19=\"VES1\",$D19=\"VES2\"),Reference!$D$122,IF(OR($D19=\"VEU1\",$D19=\"VEU2\"),Reference!$D$123,0)))),IF($C19=\"Silent\",(IF(OR($D19=\"VEP1\",$D19=\"VEP2\"),Reference!$D$122,IF(OR($D19=\"VES1\",$D19=\"VES2\"),Reference!$D$122,IF(OR($D19=\"VEU1\",$D19=\"VEU2\"),Reference!$D$123,0)))),IF($C19=\"Freeze\",(IF(OR($D19=\"VEP1\",$D19=\"VEP2\"),Reference!$D$140,IF(OR($D19=\"VES1\",$D19=\"VES2\"),Reference!$D$140,IF(OR($D19=\"VEU1\",$D19=\"VEU2\"),Reference!$D$141,0)))),0)))))),(IF($Z19=1,(IF($C19=\"Standard\",(IF(OR($D19=\"VEP1\",$D19=\"VEP2\"),Reference!$D$109,IF(OR($D19=\"VES1\",$D19=\"VES2\"),Reference!$D$110,IF(OR($D19=\"VEU1\",$D19=\"VEU2\"),Reference!$D$111,0)))),IF($C19=\"Silent\",(IF(OR($D19=\"VEP1\",$D19=\"VEP2\"),Reference!$D$109,IF(OR($D19=\"VES1\",$D19=\"VES2\"),Reference!$D$110,IF(OR($D19=\"VEU1\",$D19=\"VEU2\"),Reference!$D$111,0)))),IF($C19=\"Freeze\",(IF(OR($D19=\"VEP1\",$D19=\"VEP2\"),Reference!$D$112,IF(OR($D19=\"VES1\",$D19=\"VES2\"),Reference!$D$113,IF(OR($D19=\"VEU1\",$D19=\"VEU2\"),Reference!$D$114,0)))),0)))),(IF($C19=\"Standard\",(IF(OR($D19=\"VEP1\",$D19=\"VEP2\"),Reference!$D$91,IF(OR($D19=\"VES1\",$D19=\"VES2\"),Reference!$D$92,IF(OR($D19=\"VEU1\",$D19=\"VEU2\"),Reference!$D$93,0)))),IF($C19=\"Silent\",(IF(OR($D19=\"VEP1\",$D19=\"VEP2\"),Reference!$D$91,IF(OR($D19=\"VES1\",$D19=\"VES2\"),Reference!$D$92,IF(OR($D19=\"VEU1\",$D19=\"VEU2\"),Reference!$D$93,0)))),IF($C19=\"Freeze\",(IF(OR($D19=\"VEP1\",$D19=\"VEP2\"),Reference!$D$94,IF(OR($D19=\"VES1\",$D19=\"VES2\"),Reference!$D$95,IF(OR($D19=\"VEU1\",$D19=\"VEU2\"),Reference!$D$96,0)))),0)))))))","v":0},0,0,0,null,"No",0,0,0,0,{"$f":"IF(B19>0,(IF($BL19=1,IF($BN19=3,Reference!$C$194,IF($BN19=4,Reference!$C$196,IF($BN19=5,Reference!$C$198,0))),IF($BL19=2,IF($BN19=4,Reference!$C$195,IF($BN19=5,Reference!$C$197,IF($BN19=6,Reference!$C$199,0)))))),0)","v":0},{"$f":"IF(B19>0,(IF($BL19=1,IF($BN19=3,Reference!$D$194,IF($BN19=4,Reference!$D$196,IF($BN19=5,Reference!$D$198,0))),IF($BL19=2,IF($BN19=4,Reference!$D$195,IF($BN19=5,Reference!$D$197,IF($BN19=6,Reference!$D$199,0)))))),0)","v":0},{"$f":"IF(B19>0,(IF($BL19=1,IF($BN19=3,Reference!$E$194,IF($BN19=4,Reference!$E$196,IF($BN19=5,Reference!$E$198,0))),IF($BL19=2,IF($BN19=4,Reference!$E$195,IF($BN19=5,Reference!$E$197,IF($BN19=6,Reference!$E$199,0)))))),0)","v":0},0,0,null,{"$f":"IF($BS19=1,(IF($BT19=\"NU2\",Reference!$B$221,IF($BT19=\"NU2D\",Reference!$B$222,IF($BT19=\"NU5N\",Reference!$B$223,IF($BT19=\"NU5DN\",Reference!$B$224,IF($BT19=\"NU5DOData\",Reference!$B$225,IF($BT19=\"NU5DOFD\",Reference!$B$227,IF($BT19=\"NU5DF\",Reference!$B$226,\"\")))))))),0)","v":0},{"$f":"IF($BS19=1,(IF($BT19=\"NU2\",Reference!$D$221,IF($BT19=\"NU2D\",Reference!$D$222,IF($BT19=\"NU5N\",Reference!$D$223,IF($BT19=\"NU5DN\",Reference!$D$224,IF($BT19=\"NU5DOData\",Reference!$D$225,IF($BT19=\"NU5DOFD\",Reference!$D$227,IF($BT19=\"NU5DF\",Reference!$D$226,\"\")))))))),0)","v":0},{"$f":"IF($BS19=1,(IF($BT19=\"NU2\",Reference!$E$221,IF($BT19=\"NU2D\",Reference!$E$222,IF($BT19=\"NU5N\",Reference!$E$223,IF($BT19=\"NU5DN\",Reference!$E$224,IF($BT19=\"NU5DOData\",Reference!$E$225,IF($BT19=\"NU5DOFD\",Reference!$E$227,IF($BT19=\"NU5DF\",Reference!$E$226,\"\")))))))),0)","v":0},null,null,{"$f":"IF($BY19=\"AD-10-1960\",Reference!$G$232,IF($BY19=\"AD-10-1963\",Reference!$G$233,IF($BY19=\"AD-10-1966\",Reference!$G$237,IF($BY19=\"AD-10-1975\",Reference!$G$237,IF($BY19=\"AD-10-1980\",Reference!$G$238,\"\")))))","v":""},{"$f":"IF($BY19=\"AD-10-1960\",Reference!$F$232,IF($BY19=\"AD-10-1963\",Reference!$F$233,IF($BY19=\"AD-10-1966\",Reference!$F$237,IF($BY19=\"AD-10-1975\",Reference!$F$237,IF($BY19=\"AD-10-1980\",Reference!$F$238,\"\")))))","v":""},{"$f":"IF($BY19=\"AD-10-1960\",Reference!$E$232,IF($BY19=\"AD-10-1963\",Reference!$E$233,IF($BY19=\"AD-10-1966\",Reference!$E$237,IF($BY19=\"AD-10-1975\",Reference!$E$237,IF($BY19=\"AD-10-1980\",Reference!$E$238,\"\")))))","v":""},0,{"$f":"(IF($F19>0,(IF($CC19=\"AD-05-5400\",'Battery Consumption'!$D$5,IF($CC19=\"AD-05-5410\",'Battery Consumption'!$D$6,IF($CC19=\"AD-05-5405\",'Battery Consumption'!$D$7,IF($CC19=\"AD-05-5415\",'Battery Consumption'!$D$8,IF($CC19=\"AD-05-5425\",'Battery Consumption'!$D$9,IF($CC19=\"AD-05-5420\",'Battery Consumption'!$D$10,IF($CC19=\"AD-05-5430\",'Battery Consumption'!$D$11,IF($CC19=\"AD-05-5440\",'Battery Consumption'!$D$12,IF($CC19=\"AD-05-5435\",'Battery Consumption'!$D$13,IF($CC19=\"AD-05-5445\",'Battery Consumption'!$D$14,IF($CC19=\"AD-05-5455\",'Battery Consumption'!$D$15,IF($CC19=\"AD-05-5450\",'Battery Consumption'!$D$16,IF($CC19=\"AD-05-5460\",'Battery Consumption'!$D$17,IF($CC19=\"AD-05-5465\",'Battery Consumption'!$D$18,IF($CC19=\"AD-05-5470\",'Battery Consumption'!$D$19,IF($CC19=\"AD-05-5401\",'Battery Consumption'!$D$20,IF($CC19=\"AD-05-5413\",'Battery Consumption'!$D$21,IF($CC19=\"AD-05-5406\",'Battery Consumption'!$D$22,IF($CC19=\"AD-05-5416\",'Battery Consumption'!$D$23,IF($CC19=\"AD-05-5426\",'Battery Consumption'!$D$24,IF($CC19=\"AD-05-5421\",'Battery Consumption'!$D$25,IF($CC19=\"AD-05-5432\",'Battery Consumption'!$D$26,IF($CC19=\"AD-05-5441\",'Battery Consumption'!$D$27,IF($CC19=\"AD-05-5437\",'Battery Consumption'!$D$28,IF($CC19=\"AD-05-5446\",'Battery Consumption'!$D$29,IF($CC19=\"AD-05-5456\",'Battery Consumption'!$D$30,IF($CC19=\"AD-05-5451\",'Battery Consumption'!$D$31,IF($CC19=\"AD-05-5461\",'Battery Consumption'!$D$32,IF($CC19=\"AD-05-5471\",'Battery Consumption'!$D$33,IF($CC19=\"AD-05-5466\",'Battery Consumption'!$D$34,0))))))))))))))))))))))))))))))),0))","v":0},0,{"$f":"(IF($F19>0,(IF($CC19=\"AD-05-5400\",'Battery Consumption'!$E$5,IF($CC19=\"AD-05-5410\",'Battery Consumption'!$E$6,IF($CC19=\"AD-05-5405\",'Battery Consumption'!$E$7,IF($CC19=\"AD-05-5415\",'Battery Consumption'!$E$8,IF($CC19=\"AD-05-5425\",'Battery Consumption'!$E$9,IF($CC19=\"AD-05-5420\",'Battery Consumption'!$E$10,IF($CC19=\"AD-05-5430\",'Battery Consumption'!$E$11,IF($CC19=\"AD-05-5440\",'Battery Consumption'!$E$12,IF($CC19=\"AD-05-5435\",'Battery Consumption'!$E$13,IF($CC19=\"AD-05-5445\",'Battery Consumption'!$E$14,IF($CC19=\"AD-05-5455\",'Battery Consumption'!$E$15,IF($CC19=\"AD-05-5450\",'Battery Consumption'!$E$16,IF($CC19=\"AD-05-5460\",'Battery Consumption'!$E$17,IF($CC19=\"AD-05-5465\",'Battery Consumption'!$E$18,IF($CC19=\"AD-05-5470\",'Battery Consumption'!$E$19,IF($CC19=\"AD-05-5401\",'Battery Consumption'!$E$20,IF($CC19=\"AD-05-5413\",'Battery Consumption'!$E$21,IF($CC19=\"AD-05-5406\",'Battery Consumption'!$E$22,IF($CC19=\"AD-05-5416\",'Battery Consumption'!$E$23,IF($CC19=\"AD-05-5426\",'Battery Consumption'!$E$24,IF($CC19=\"AD-05-5421\",'Battery Consumption'!$E$25,IF($CC19=\"AD-05-5432\",'Battery Consumption'!$E$26,IF($CC19=\"AD-05-5441\",'Battery Consumption'!$E$27,IF($CC19=\"AD-05-5437\",'Battery Consumption'!$E$28,IF($CC19=\"AD-05-5446\",'Battery Consumption'!$E$29,IF($CC19=\"AD-05-5456\",'Battery Consumption'!$E$30,IF($CC19=\"AD-05-5451\",'Battery Consumption'!$E$31,IF($CC19=\"AD-05-5461\",'Battery Consumption'!$E$32,IF($CC19=\"AD-05-5471\",'Battery Consumption'!$E$33,IF($CC19=\"AD-05-5466\",'Battery Consumption'!$E$34,0))))))))))))))))))))))))))))))),0))","v":0},0,0,{"$f":"IF($F19>0,(IF($CH19<12,Reference!$J$259,IF($CH19<24,Reference!$J$260,IF($CH19<65,Reference!$J$260,\"Get your own\")))),0)","v":0},{"$f":"IF($F19>0,(IF($CH19<12,Reference!$F$259,IF($CH19<24,Reference!$F$260,IF($CH19<65,Reference!$F$260,\"Get your own\")))),0)","v":0},{"$f":"IF($F19>0,(IF($CH19<12,Reference!$H$259,IF($CH19<24,Reference!$H$260,IF($CH19<65,Reference!$H$260,\"Get your own\")))),0)","v":0},null,null,null,"VPS-VEA-230UL","VEA Power Supply StaX (230UL) ",{"$f":"SUM(CQ7:CQ18)","v":1}]
[16,null,null,0,{"$f":"IF(B20=\"VEP-A00-1P\",+Reference!$C$15,IF(B20=\"VEP-A00-P-1P\",+Reference!$C$16,IF(B20=\"VEP-A00-P-2P\",+Reference!$C$17,IF(B20=\"VEP-A00-P-3P\",+Reference!$C$18,IF(B20=\"VEP-A00-P-4P\",+Reference!$C$19,IF(B20=\"VES-A00-P-1P\",+Reference!$C$20,IF(B20=\"VES-A00-P-2P\",+Reference!$C$21,IF(B20=\"VES-A00-P-3P\",+Reference!$C$22,IF(B20=\"VES-A00-P-4P\",+Reference!$C$23,IF(B20=\"VEU-A00-P-1P\",+Reference!$C$24,IF(B20=\"VEU-A00-P-2P\",+Reference!$C$25,IF(B20=\"VEU-A00-P-3P\",+Reference!$C$26,IF(B20=\"VEU-A00-P-4P\",+Reference!$C$27,IF(B20=\"To Select\",\"Pending\",0))))))))))))))","v":0},null,0,null,0,0,0,null,null,null,0,0,0,0,0,0,0,0,0,0,0,0,0,0,null,{"$f":"IF($A$2=\"UL\",(IF($AN20=1,(IF(AND($W20=1, $V20=1),Reference!$C$56,IF(AND($X20=1, $V20=1),Reference!$C$59,IF(AND($Y20=1, $V20=1),Reference!$C$57,IF(AND($W20=1, $V20=2),Reference!$C$57,IF(AND($X20=1, $V20=2),Reference!$C$60,IF(AND($Y20=1, $V20=2),Reference!$C$63,IF(AND($W20=1, $V20=3),Reference!$C$58,IF(AND($X20=1, $V20=3),Reference!$C$61,IF(AND($Y20=1, $V20=3),Reference!$C$64,0)))))))))),(IF($V20=0,0,IF($V20=1,Reference!$C$53,IF($V20=2,Reference!$C$54,IF($V20=3,Reference!$C$55,0))))))),(IF($AN20=1,(IF(AND($W20=1, $V20=1),Reference!$C$41,IF(AND($X20=1, $V20=1),Reference!$C$44,IF(AND($Y20=1, $V20=1),Reference!$C$42,IF(AND($W20=1, $V20=2),Reference!$C$42,IF(AND($X20=1, $V20=2),Reference!$C$45,IF(AND($Y20=1, $V20=2),Reference!$C$48,IF(AND($W20=1, $V20=3),Reference!$C$43,IF(AND($X20=1, $V20=3),Reference!$C$46,IF(AND($Y20=1, $V20=3),Reference!$C$49,0)))))))))),(IF($V20=0,0,IF($V20=1,Reference!$C$38,IF($V20=2,Reference!$C$39,IF($V20=3,Reference!$C$40,0))))))))","v":0},{"$f":"IF($A$2=\"UL\",(IF($AN20=1,(IF(AND($W20=1, $V20=1),Reference!$B$56,IF(AND($X20=1, $V20=1),Reference!$B$59,IF(AND($Y20=1, $V20=1),Reference!$B$57,IF(AND($W20=1, $V20=2),Reference!$B$57,IF(AND($X20=1, $V20=2),Reference!$B$60,IF(AND($Y20=1, $V20=2),Reference!$B$63,IF(AND($W20=1, $V20=3),Reference!$B$58,IF(AND($X20=1, $V20=3),Reference!$B$61,IF(AND($Y20=1, $V20=3),Reference!$B$64,0)))))))))),(IF($V20=0,0,IF($V20=1,Reference!$B$53,IF($V20=2,Reference!$B$54,IF($V20=3,Reference!$B$55,0))))))),(IF($AN20=1,(IF(AND($W20=1, $V20=1),Reference!$B$41,IF(AND($X20=1, $V20=1),Reference!$B$44,IF(AND($Y20=1, $V20=1),Reference!$B$42,IF(AND($W20=1, $V20=2),Reference!$B$42,IF(AND($X20=1, $V20=2),Reference!$B$45,IF(AND($Y20=1, $V20=2),Reference!$B$48,IF(AND($W20=1, $V20=3),Reference!$B$43,IF(AND($X20=1, $V20=3),Reference!$B$46,IF(AND($Y20=1, $V20=3),Reference!$B$49,0)))))))))),(IF($V20=0,0,IF($V20=1,Reference!$B$38,IF($V20=2,Reference!$B$39,IF($V20=3,Reference!$B$40,0))))))))","v":0},0,{"$f":"IF($AN20=1,(IF(AND($W20=1, $V20=1),Reference!$G$41,IF(AND($X20=1, $V20=1),Reference!$G$44,IF(AND($Y20=1, $V20=1),Reference!$G$42,IF(AND($W20=1, $V20=2),Reference!$G$42,IF(AND($X20=1, $V20=2),Reference!$G$45,IF(AND($Y20=1, $V20=2),Reference!$G$48,IF(AND($W20=1, $V20=3),Reference!$G$43,IF(AND($X20=1, $V20=3),Reference!$G$46,IF(AND($Y20=1, $V20=3),Reference!$G$49,0)))))))))),(IF($V20=0,0,IF($V20=1,Reference!$G$38,IF($V20=2,Reference!$G$39,IF($V20=3,Reference!$G$40,))))))","v":0},0,0,0,0,0,0,0,0,null,null,0,null,0,null,null,null,null,null,0,null,{"$f":"IF($A$2=\"UL\",(IF($Z20=1,(IF($C20=\"Standard\",(IF(OR($D20=\"VEP1\",$D20=\"VEP2\"),Reference!$B$140,IF(OR($D20=\"VES1\",$D20=\"VES2\"),Reference!$B$140,IF(OR($D20=\"VEU1\",$D20=\"VEU2\"),Reference!$B$141,0)))),IF($C20=\"Silent\",(IF(OR($D20=\"VEP1\",$D20=\"VEP2\"),Reference!$B$140,IF(OR($D20=\"VES1\",$D20=\"VES2\"),Reference!$B$140,IF(OR($D20=\"VEU1\",$D20=\"VEU2\"),Reference!$B$141,0)))),IF($C20=\"Freeze\",(IF(OR($D20=\"VEP1\",$D20=\"VEP2\"),Reference!$B$143,IF(OR($D20=\"VES1\",$D20=\"VES2\"),Reference!$B$143,IF(OR($D20=\"VEU1\",$D20=\"VEU2\"),Reference!$B$144,0)))),0)))),(IF($C20=\"Standard\",(IF(OR($D20=\"VEP1\",$D20=\"VEP2\"),Reference!$B$122,IF(OR($D20=\"VES1\",$D20=\"VES2\"),Reference!$B$122,IF(OR($D20=\"VEU1\",$D20=\"VEU2\"),Reference!$B$123,0)))),IF($C20=\"Silent\",(IF(OR($D20=\"VEP1\",$D20=\"VEP2\"),Reference!$B$122,IF(OR($D20=\"VES1\",$D20=\"VES2\"),Reference!$B$122,IF(OR($D20=\"VEU1\",$D20=\"VEU2\"),Reference!$B$123,0)))),IF($C20=\"Freeze\",(IF(OR($D20=\"VEP1\",$D20=\"VEP2\"),Reference!$B$140,IF(OR($D20=\"VES1\",$D20=\"VES2\"),Reference!$B$140,IF(OR($D20=\"VEU1\",$D20=\"VEU2\"),Reference!$B$141,0)))),0)))))),(IF($Z20=1,(IF($C20=\"Standard\",(IF(OR($D20=\"VEP1\",$D20=\"VEP2\"),Reference!$B$109,IF(OR($D20=\"VES1\",$D20=\"VES2\"),Reference!$B$110,IF(OR($D20=\"VEU1\",$D20=\"VEU2\"),Reference!$B$111,0)))),IF($C20=\"Silent\",(IF(OR($D20=\"VEP1\",$D20=\"VEP2\"),Reference!$B$109,IF(OR($D20=\"VES1\",$D20=\"VES2\"),Reference!$B$110,IF(OR($D20=\"VEU1\",$D20=\"VEU2\"),Reference!$B$111,0)))),IF($C20=\"Freeze\",(IF(OR($D20=\"VEP1\",$D20=\"VEP2\"),Reference!$B$112,IF(OR($D20=\"VES1\",$D20=\"VES2\"),Reference!$B$113,IF(OR($D20=\"VEU1\",$D20=\"VEU2\"),Reference!$B$114,0)))),0)))),(IF($C20=\"Standard\",(IF(OR($D20=\"VEP1\",$D20=\"VEP2\"),Reference!$B$91,IF(OR($D20=\"VES1\",$D20=\"VES2\"),Reference!$B$92,IF(OR($D20=\"VEU1\",$D20=\"VEU2\"),Reference!$B$93,0)))),IF($C20=\"Silent\",(IF(OR($D20=\"VEP1\",$D20=\"VEP2\"),Reference!$B$91,IF(OR($D20=\"VES1\",$D20=\"VES2\"),Reference!$B$92,IF(OR($D20=\"VEU1\",$D20=\"VEU2\"),Reference!$B$93,0)))),IF($C20=\"Freeze\",(IF(OR($D20=\"VEP1\",$D20=\"VEP2\"),Reference!$B$94,IF(OR($D20=\"VES1\",$D20=\"VES2\"),Reference!$B$95,IF(OR($D20=\"VEU1\",$D20=\"VEU2\"),Reference!$B$96,0)))),0)))))))","v":0},0,{"$f":"IF($A$2=\"UL\",(IF($Z20=1,(IF($C20=\"Standard\",(IF(OR($D20=\"VEP1\",$D20=\"VEP2\"),Reference!$C$140,IF(OR($D20=\"VES1\",$D20=\"VES2\"),Reference!$C$140,IF(OR($D20=\"VEU1\",$D20=\"VEU2\"),Reference!$C$141,0)))),IF($C20=\"Silent\",(IF(OR($D20=\"VEP1\",$D20=\"VEP2\"),Reference!$C$140,IF(OR($D20=\"VES1\",$D20=\"VES2\"),Reference!$C$140,IF(OR($D20=\"VEU1\",$D20=\"VEU2\"),Reference!$C$141,0)))),IF($C20=\"Freeze\",(IF(OR($D20=\"VEP1\",$D20=\"VEP2\"),Reference!$C$143,IF(OR($D20=\"VES1\",$D20=\"VES2\"),Reference!$C$143,IF(OR($D20=\"VEU1\",$D20=\"VEU2\"),Reference!$C$144,0)))),0)))),(IF($C20=\"Standard\",(IF(OR($D20=\"VEP1\",$D20=\"VEP2\"),Reference!$C$122,IF(OR($D20=\"VES1\",$D20=\"VES2\"),Reference!$C$122,IF(OR($D20=\"VEU1\",$D20=\"VEU2\"),Reference!$C$123,0)))),IF($C20=\"Silent\",(IF(OR($D20=\"VEP1\",$D20=\"VEP2\"),Reference!$C$122,IF(OR($D20=\"VES1\",$D20=\"VES2\"),Reference!$C$122,IF(OR($D20=\"VEU1\",$D20=\"VEU2\"),Reference!$C$123,0)))),IF($C20=\"Freeze\",(IF(OR($D20=\"VEP1\",$D20=\"VEP2\"),Reference!$C$140,IF(OR($D20=\"VES1\",$D20=\"VES2\"),Reference!$C$140,IF(OR($D20=\"VEU1\",$D20=\"VEU2\"),Reference!$C$141,0)))),0)))))),(IF($Z20=1,(IF($C20=\"Standard\",(IF(OR($D20=\"VEP1\",$D20=\"VEP2\"),Reference!$C$109,IF(OR($D20=\"VES1\",$D20=\"VES2\"),Reference!$C$110,IF(OR($D20=\"VEU1\",$D20=\"VEU2\"),Reference!$C$111,0)))),IF($C20=\"Silent\",(IF(OR($D20=\"VEP1\",$D20=\"VEP2\"),Reference!$C$109,IF(OR($D20=\"VES1\",$D20=\"VES2\"),Reference!$C$110,IF(OR($D20=\"VEU1\",$D20=\"VEU2\"),Reference!$C$111,0)))),IF($C20=\"Freeze\",(IF(OR($D20=\"VEP1\",$D20=\"VEP2\"),Reference!$C$112,IF(OR($D20=\"VES1\",$D20=\"VES2\"),Reference!$C$113,IF(OR($D20=\"VEU1\",$D20=\"VEU2\"),Reference!$C$114,0)))),0)))),(IF($C20=\"Standard\",(IF(OR($D20=\"VEP1\",$D20=\"VEP2\"),Reference!$C$91,IF(OR($D20=\"VES1\",$D20=\"VES2\"),Reference!$C$92,IF(OR($D20=\"VEU1\",$D20=\"VEU2\"),Reference!$C$93,0)))),IF($C20=\"Silent\",(IF(OR($D20=\"VEP1\",$D20=\"VEP2\"),Reference!$C$91,IF(OR($D20=\"VES1\",$D20=\"VES2\"),Reference!$C$92,IF(OR($D20=\"VEU1\",$D20=\"VEU2\"),Reference!$C$93,0)))),IF($C20=\"Freeze\",(IF(OR($D20=\"VEP1\",$D20=\"VEP2\"),Reference!$C$94,IF(OR($D20=\"VES1\",$D20=\"VES2\"),Reference!$C$95,IF(OR($D20=\"VEU1\",$D20=\"VEU2\"),Reference!$C$96,0)))),0)))))))","v":0},{"$f":"IF($A$2=\"UL\",(IF($Z20=1,(IF($C20=\"Standard\",(IF(OR($D20=\"VEP1\",$D20=\"VEP2\"),Reference!$D$140,IF(OR($D20=\"VES1\",$D20=\"VES2\"),Reference!$D$140,IF(OR($D20=\"VEU1\",$D20=\"VEU2\"),Reference!$D$141,0)))),IF($C20=\"Silent\",(IF(OR($D20=\"VEP1\",$D20=\"VEP2\"),Reference!$D$140,IF(OR($D20=\"VES1\",$D20=\"VES2\"),Reference!$D$140,IF(OR($D20=\"VEU1\",$D20=\"VEU2\"),Reference!$D$141,0)))),IF($C20=\"Freeze\",(IF(OR($D20=\"VEP1\",$D20=\"VEP2\"),Reference!$D$143,IF(OR($D20=\"VES1\",$D20=\"VES2\"),Reference!$D$143,IF(OR($D20=\"VEU1\",$D20=\"VEU2\"),Reference!$D$144,0)))),0)))),(IF($C20=\"Standard\",(IF(OR($D20=\"VEP1\",$D20=\"VEP2\"),Reference!$D$122,IF(OR($D20=\"VES1\",$D20=\"VES2\"),Reference!$D$122,IF(OR($D20=\"VEU1\",$D20=\"VEU2\"),Reference!$D$123,0)))),IF($C20=\"Silent\",(IF(OR($D20=\"VEP1\",$D20=\"VEP2\"),Reference!$D$122,IF(OR($D20=\"VES1\",$D20=\"VES2\"),Reference!$D$122,IF(OR($D20=\"VEU1\",$D20=\"VEU2\"),Reference!$D$123,0)))),IF($C20=\"Freeze\",(IF(OR($D20=\"VEP1\",$D20=\"VEP2\"),Reference!$D$140,IF(OR($D20=\"VES1\",$D20=\"VES2\"),Reference!$D$140,IF(OR($D20=\"VEU1\",$D20=\"VEU2\"),Reference!$D$141,0)))),0)))))),(IF($Z20=1,(IF($C20=\"Standard\",(IF(OR($D20=\"VEP1\",$D20=\"VEP2\"),Reference!$D$109,IF(OR($D20=\"VES1\",$D20=\"VES2\"),Reference!$D$110,IF(OR($D20=\"VEU1\",$D20=\"VEU2\"),Reference!$D$111,0)))),IF($C20=\"Silent\",(IF(OR($D20=\"VEP1\",$D20=\"VEP2\"),Reference!$D$109,IF(OR($D20=\"VES1\",$D20=\"VES2\"),Reference!$D$110,IF(OR($D20=\"VEU1\",$D20=\"VEU2\"),Reference!$D$111,0)))),IF($C20=\"Freeze\",(IF(OR($D20=\"VEP1\",$D20=\"VEP2\"),Reference!$D$112,IF(OR($D20=\"VES1\",$D20=\"VES2\"),Reference!$D$113,IF(OR($D20=\"VEU1\",$D20=\"VEU2\"),Reference!$D$114,0)))),0)))),(IF($C20=\"Standard\",(IF(OR($D20=\"VEP1\",$D20=\"VEP2\"),Reference!$D$91,IF(OR($D20=\"VES1\",$D20=\"VES2\"),Reference!$D$92,IF(OR($D20=\"VEU1\",$D20=\"VEU2\"),Reference!$D$93,0)))),IF($C20=\"Silent\",(IF(OR($D20=\"VEP1\",$D20=\"VEP2\"),Reference!$D$91,IF(OR($D20=\"VES1\",$D20=\"VES2\"),Reference!$D$92,IF(OR($D20=\"VEU1\",$D20=\"VEU2\"),Reference!$D$93,0)))),IF($C20=\"Freeze\",(IF(OR($D20=\"VEP1\",$D20=\"VEP2\"),Reference!$D$94,IF(OR($D20=\"VES1\",$D20=\"VES2\"),Reference!$D$95,IF(OR($D20=\"VEU1\",$D20=\"VEU2\"),Reference!$D$96,0)))),0)))))))","v":0},0,0,0,null,"No",0,0,0,0,{"$f":"IF(B20>0,(IF($BL20=1,IF($BN20=3,Reference!$C$194,IF($BN20=4,Reference!$C$196,IF($BN20=5,Reference!$C$198,0))),IF($BL20=2,IF($BN20=4,Reference!$C$195,IF($BN20=5,Reference!$C$197,IF($BN20=6,Reference!$C$199,0)))))),0)","v":0},{"$f":"IF(B20>0,(IF($BL20=1,IF($BN20=3,Reference!$D$194,IF($BN20=4,Reference!$D$196,IF($BN20=5,Reference!$D$198,0))),IF($BL20=2,IF($BN20=4,Reference!$D$195,IF($BN20=5,Reference!$D$197,IF($BN20=6,Reference!$D$199,0)))))),0)","v":0},{"$f":"IF(B20>0,(IF($BL20=1,IF($BN20=3,Reference!$E$194,IF($BN20=4,Reference!$E$196,IF($BN20=5,Reference!$E$198,0))),IF($BL20=2,IF($BN20=4,Reference!$E$195,IF($BN20=5,Reference!$E$197,IF($BN20=6,Reference!$E$199,0)))))),0)","v":0},0,0,null,{"$f":"IF($BS20=1,(IF($BT20=\"NU2\",Reference!$B$221,IF($BT20=\"NU2D\",Reference!$B$222,IF($BT20=\"NU5N\",Reference!$B$223,IF($BT20=\"NU5DN\",Reference!$B$224,IF($BT20=\"NU5DOData\",Reference!$B$225,IF($BT20=\"NU5DOFD\",Reference!$B$227,IF($BT20=\"NU5DF\",Reference!$B$226,\"\")))))))),0)","v":0},{"$f":"IF($BS20=1,(IF($BT20=\"NU2\",Reference!$D$221,IF($BT20=\"NU2D\",Reference!$D$222,IF($BT20=\"NU5N\",Reference!$D$223,IF($BT20=\"NU5DN\",Reference!$D$224,IF($BT20=\"NU5DOData\",Reference!$D$225,IF($BT20=\"NU5DOFD\",Reference!$D$227,IF($BT20=\"NU5DF\",Reference!$D$226,\"\")))))))),0)","v":0},{"$f":"IF($BS20=1,(IF($BT20=\"NU2\",Reference!$E$221,IF($BT20=\"NU2D\",Reference!$E$222,IF($BT20=\"NU5N\",Reference!$E$223,IF($BT20=\"NU5DN\",Reference!$E$224,IF($BT20=\"NU5DOData\",Reference!$E$225,IF($BT20=\"NU5DOFD\",Reference!$E$227,IF($BT20=\"NU5DF\",Reference!$E$226,\"\")))))))),0)","v":0},"Only with Network",null,{"$f":"IF($BY20=\"AD-10-1960\",Reference!$G$232,IF($BY20=\"AD-10-1963\",Reference!$G$233,IF($BY20=\"AD-10-1966\",Reference!$G$237,IF($BY20=\"AD-10-1975\",Reference!$G$237,IF($BY20=\"AD-10-1980\",Reference!$G$238,\"\")))))","v":""},{"$f":"IF($BY20=\"AD-10-1960\",Reference!$F$232,IF($BY20=\"AD-10-1963\",Reference!$F$233,IF($BY20=\"AD-10-1966\",Reference!$F$237,IF($BY20=\"AD-10-1975\",Reference!$F$237,IF($BY20=\"AD-10-1980\",Reference!$F$238,\"\")))))","v":""},{"$f":"IF($BY20=\"AD-10-1960\",Reference!$E$232,IF($BY20=\"AD-10-1963\",Reference!$E$233,IF($BY20=\"AD-10-1966\",Reference!$E$237,IF($BY20=\"AD-10-1975\",Reference!$E$237,IF($BY20=\"AD-10-1980\",Reference!$E$238,\"\")))))","v":""},0,{"$f":"(IF($F20>0,(IF($CC20=\"AD-05-5400\",'Battery Consumption'!$D$5,IF($CC20=\"AD-05-5410\",'Battery Consumption'!$D$6,IF($CC20=\"AD-05-5405\",'Battery Consumption'!$D$7,IF($CC20=\"AD-05-5415\",'Battery Consumption'!$D$8,IF($CC20=\"AD-05-5425\",'Battery Consumption'!$D$9,IF($CC20=\"AD-05-5420\",'Battery Consumption'!$D$10,IF($CC20=\"AD-05-5430\",'Battery Consumption'!$D$11,IF($CC20=\"AD-05-5440\",'Battery Consumption'!$D$12,IF($CC20=\"AD-05-5435\",'Battery Consumption'!$D$13,IF($CC20=\"AD-05-5445\",'Battery Consumption'!$D$14,IF($CC20=\"AD-05-5455\",'Battery Consumption'!$D$15,IF($CC20=\"AD-05-5450\",'Battery Consumption'!$D$16,IF($CC20=\"AD-05-5460\",'Battery Consumption'!$D$17,IF($CC20=\"AD-05-5465\",'Battery Consumption'!$D$18,IF($CC20=\"AD-05-5470\",'Battery Consumption'!$D$19,IF($CC20=\"AD-05-5401\",'Battery Consumption'!$D$20,IF($CC20=\"AD-05-5413\",'Battery Consumption'!$D$21,IF($CC20=\"AD-05-5406\",'Battery Consumption'!$D$22,IF($CC20=\"AD-05-5416\",'Battery Consumption'!$D$23,IF($CC20=\"AD-05-5426\",'Battery Consumption'!$D$24,IF($CC20=\"AD-05-5421\",'Battery Consumption'!$D$25,IF($CC20=\"AD-05-5432\",'Battery Consumption'!$D$26,IF($CC20=\"AD-05-5441\",'Battery Consumption'!$D$27,IF($CC20=\"AD-05-5437\",'Battery Consumption'!$D$28,IF($CC20=\"AD-05-5446\",'Battery Consumption'!$D$29,IF($CC20=\"AD-05-5456\",'Battery Consumption'!$D$30,IF($CC20=\"AD-05-5451\",'Battery Consumption'!$D$31,IF($CC20=\"AD-05-5461\",'Battery Consumption'!$D$32,IF($CC20=\"AD-05-5471\",'Battery Consumption'!$D$33,IF($CC20=\"AD-05-5466\",'Battery Consumption'!$D$34,0))))))))))))))))))))))))))))))),0))","v":0},0,{"$f":"(IF($F20>0,(IF($CC20=\"AD-05-5400\",'Battery Consumption'!$E$5,IF($CC20=\"AD-05-5410\",'Battery Consumption'!$E$6,IF($CC20=\"AD-05-5405\",'Battery Consumption'!$E$7,IF($CC20=\"AD-05-5415\",'Battery Consumption'!$E$8,IF($CC20=\"AD-05-5425\",'Battery Consumption'!$E$9,IF($CC20=\"AD-05-5420\",'Battery Consumption'!$E$10,IF($CC20=\"AD-05-5430\",'Battery Consumption'!$E$11,IF($CC20=\"AD-05-5440\",'Battery Consumption'!$E$12,IF($CC20=\"AD-05-5435\",'Battery Consumption'!$E$13,IF($CC20=\"AD-05-5445\",'Battery Consumption'!$E$14,IF($CC20=\"AD-05-5455\",'Battery Consumption'!$E$15,IF($CC20=\"AD-05-5450\",'Battery Consumption'!$E$16,IF($CC20=\"AD-05-5460\",'Battery Consumption'!$E$17,IF($CC20=\"AD-05-5465\",'Battery Consumption'!$E$18,IF($CC20=\"AD-05-5470\",'Battery Consumption'!$E$19,IF($CC20=\"AD-05-5401\",'Battery Consumption'!$E$20,IF($CC20=\"AD-05-5413\",'Battery Consumption'!$E$21,IF($CC20=\"AD-05-5406\",'Battery Consumption'!$E$22,IF($CC20=\"AD-05-5416\",'Battery Consumption'!$E$23,IF($CC20=\"AD-05-5426\",'Battery Consumption'!$E$24,IF($CC20=\"AD-05-5421\",'Battery Consumption'!$E$25,IF($CC20=\"AD-05-5432\",'Battery Consumption'!$E$26,IF($CC20=\"AD-05-5441\",'Battery Consumption'!$E$27,IF($CC20=\"AD-05-5437\",'Battery Consumption'!$E$28,IF($CC20=\"AD-05-5446\",'Battery Consumption'!$E$29,IF($CC20=\"AD-05-5456\",'Battery Consumption'!$E$30,IF($CC20=\"AD-05-5451\",'Battery Consumption'!$E$31,IF($CC20=\"AD-05-5461\",'Battery Consumption'!$E$32,IF($CC20=\"AD-05-5471\",'Battery Consumption'!$E$33,IF($CC20=\"AD-05-5466\",'Battery Consumption'!$E$34,0))))))))))))))))))))))))))))))),0))","v":0},0,0,{"$f":"IF($F20>0,(IF($CH20<12,Reference!$J$259,IF($CH20<24,Reference!$J$260,IF($CH20<65,Reference!$J$260,\"Get your own\")))),0)","v":0},{"$f":"IF($F20>0,(IF($CH20<12,Reference!$F$259,IF($CH20<24,Reference!$F$260,IF($CH20<65,Reference!$F$260,\"Get your own\")))),0)","v":0},{"$f":"IF($F20>0,(IF($CH20<12,Reference!$H$259,IF($CH20<24,Reference!$H$260,IF($CH20<65,Reference!$H$260,\"Get your own\")))),0)","v":0},null,null,null,"VSK1","Remote monitoring interface",{"$f":"+CQ21","v":0}]
[17,null,null,0,{"$f":"IF(B21=\"VEP-A00-1P\",+Reference!$C$15,IF(B21=\"VEP-A00-P-1P\",+Reference!$C$16,IF(B21=\"VEP-A00-P-2P\",+Reference!$C$17,IF(B21=\"VEP-A00-P-3P\",+Reference!$C$18,IF(B21=\"VEP-A00-P-4P\",+Reference!$C$19,IF(B21=\"VES-A00-P-1P\",+Reference!$C$20,IF(B21=\"VES-A00-P-2P\",+Reference!$C$21,IF(B21=\"VES-A00-P-3P\",+Reference!$C$22,IF(B21=\"VES-A00-P-4P\",+Reference!$C$23,IF(B21=\"VEU-A00-P-1P\",+Reference!$C$24,IF(B21=\"VEU-A00-P-2P\",+Reference!$C$25,IF(B21=\"VEU-A00-P-3P\",+Reference!$C$26,IF(B21=\"VEU-A00-P-4P\",+Reference!$C$27,IF(B21=\"To Select\",\"Pending\",0))))))))))))))","v":0},null,0,null,0,0,0,null,null,"Alarm Lvls.\nAll max 4 Alm Lvls. \nVEP are common Alm Lvl for 4 pipes.   VEU and VES able to use Valve to isolated\nRelay assign to individual output.   For VES and VEU Max 4  per Zone assignment",0,0,0,0,0,0,0,0,0,0,0,0,0,0,null,{"$f":"IF($A$2=\"UL\",(IF($AN21=1,(IF(AND($W21=1, $V21=1),Reference!$C$56,IF(AND($X21=1, $V21=1),Reference!$C$59,IF(AND($Y21=1, $V21=1),Reference!$C$57,IF(AND($W21=1, $V21=2),Reference!$C$57,IF(AND($X21=1, $V21=2),Reference!$C$60,IF(AND($Y21=1, $V21=2),Reference!$C$63,IF(AND($W21=1, $V21=3),Reference!$C$58,IF(AND($X21=1, $V21=3),Reference!$C$61,IF(AND($Y21=1, $V21=3),Reference!$C$64,0)))))))))),(IF($V21=0,0,IF($V21=1,Reference!$C$53,IF($V21=2,Reference!$C$54,IF($V21=3,Reference!$C$55,0))))))),(IF($AN21=1,(IF(AND($W21=1, $V21=1),Reference!$C$41,IF(AND($X21=1, $V21=1),Reference!$C$44,IF(AND($Y21=1, $V21=1),Reference!$C$42,IF(AND($W21=1, $V21=2),Reference!$C$42,IF(AND($X21=1, $V21=2),Reference!$C$45,IF(AND($Y21=1, $V21=2),Reference!$C$48,IF(AND($W21=1, $V21=3),Reference!$C$43,IF(AND($X21=1, $V21=3),Reference!$C$46,IF(AND($Y21=1, $V21=3),Reference!$C$49,0)))))))))),(IF($V21=0,0,IF($V21=1,Reference!$C$38,IF($V21=2,Reference!$C$39,IF($V21=3,Reference!$C$40,0))))))))","v":0},{"$f":"IF($A$2=\"UL\",(IF($AN21=1,(IF(AND($W21=1, $V21=1),Reference!$B$56,IF(AND($X21=1, $V21=1),Reference!$B$59,IF(AND($Y21=1, $V21=1),Reference!$B$57,IF(AND($W21=1, $V21=2),Reference!$B$57,IF(AND($X21=1, $V21=2),Reference!$B$60,IF(AND($Y21=1, $V21=2),Reference!$B$63,IF(AND($W21=1, $V21=3),Reference!$B$58,IF(AND($X21=1, $V21=3),Reference!$B$61,IF(AND($Y21=1, $V21=3),Reference!$B$64,0)))))))))),(IF($V21=0,0,IF($V21=1,Reference!$B$53,IF($V21=2,Reference!$B$54,IF($V21=3,Reference!$B$55,0))))))),(IF($AN21=1,(IF(AND($W21=1, $V21=1),Reference!$B$41,IF(AND($X21=1, $V21=1),Reference!$B$44,IF(AND($Y21=1, $V21=1),Reference!$B$42,IF(AND($W21=1, $V21=2),Reference!$B$42,IF(AND($X21=1, $V21=2),Reference!$B$45,IF(AND($Y21=1, $V21=2),Reference!$B$48,IF(AND($W21=1, $V21=3),Reference!$B$43,IF(AND($X21=1, $V21=3),Reference!$B$46,IF(AND($Y21=1, $V21=3),Reference!$B$49,0)))))))))),(IF($V21=0,0,IF($V21=1,Reference!$B$38,IF($V21=2,Reference!$B$39,IF($V21=3,Reference!$B$40,0))))))))","v":0},0,{"$f":"IF($AN21=1,(IF(AND($W21=1, $V21=1),Reference!$G$41,IF(AND($X21=1, $V21=1),Reference!$G$44,IF(AND($Y21=1, $V21=1),Reference!$G$42,IF(AND($W21=1, $V21=2),Reference!$G$42,IF(AND($X21=1, $V21=2),Reference!$G$45,IF(AND($Y21=1, $V21=2),Reference!$G$48,IF(AND($W21=1, $V21=3),Reference!$G$43,IF(AND($X21=1, $V21=3),Reference!$G$46,IF(AND($Y21=1, $V21=3),Reference!$G$49,0)))))))))),(IF($V21=0,0,IF($V21=1,Reference!$G$38,IF($V21=2,Reference!$G$39,IF($V21=3,Reference!$G$40,))))))","v":0},0,0,0,0,0,0,0,0,null,null,0,null,0,null,null,null,null,null,0,null,{"$f":"IF($A$2=\"UL\",(IF($Z21=1,(IF($C21=\"Standard\",(IF(OR($D21=\"VEP1\",$D21=\"VEP2\"),Reference!$B$140,IF(OR($D21=\"VES1\",$D21=\"VES2\"),Reference!$B$140,IF(OR($D21=\"VEU1\",$D21=\"VEU2\"),Reference!$B$141,0)))),IF($C21=\"Silent\",(IF(OR($D21=\"VEP1\",$D21=\"VEP2\"),Reference!$B$140,IF(OR($D21=\"VES1\",$D21=\"VES2\"),Reference!$B$140,IF(OR($D21=\"VEU1\",$D21=\"VEU2\"),Reference!$B$141,0)))),IF($C21=\"Freeze\",(IF(OR($D21=\"VEP1\",$D21=\"VEP2\"),Reference!$B$143,IF(OR($D21=\"VES1\",$D21=\"VES2\"),Reference!$B$143,IF(OR($D21=\"VEU1\",$D21=\"VEU2\"),Reference!$B$144,0)))),0)))),(IF($C21=\"Standard\",(IF(OR($D21=\"VEP1\",$D21=\"VEP2\"),Reference!$B$122,IF(OR($D21=\"VES1\",$D21=\"VES2\"),Reference!$B$122,IF(OR($D21=\"VEU1\",$D21=\"VEU2\"),Reference!$B$123,0)))),IF($C21=\"Silent\",(IF(OR($D21=\"VEP1\",$D21=\"VEP2\"),Reference!$B$122,IF(OR($D21=\"VES1\",$D21=\"VES2\"),Reference!$B$122,IF(OR($D21=\"VEU1\",$D21=\"VEU2\"),Reference!$B$123,0)))),IF($C21=\"Freeze\",(IF(OR($D21=\"VEP1\",$D21=\"VEP2\"),Reference!$B$140,IF(OR($D21=\"VES1\",$D21=\"VES2\"),Reference!$B$140,IF(OR($D21=\"VEU1\",$D21=\"VEU2\"),Reference!$B$141,0)))),0)))))),(IF($Z21=1,(IF($C21=\"Standard\",(IF(OR($D21=\"VEP1\",$D21=\"VEP2\"),Reference!$B$109,IF(OR($D21=\"VES1\",$D21=\"VES2\"),Reference!$B$110,IF(OR($D21=\"VEU1\",$D21=\"VEU2\"),Reference!$B$111,0)))),IF($C21=\"Silent\",(IF(OR($D21=\"VEP1\",$D21=\"VEP2\"),Reference!$B$109,IF(OR($D21=\"VES1\",$D21=\"VES2\"),Reference!$B$110,IF(OR($D21=\"VEU1\",$D21=\"VEU2\"),Reference!$B$111,0)))),IF($C21=\"Freeze\",(IF(OR($D21=\"VEP1\",$D21=\"VEP2\"),Reference!$B$112,IF(OR($D21=\"VES1\",$D21=\"VES2\"),Reference!$B$113,IF(OR($D21=\"VEU1\",$D21=\"VEU2\"),Reference!$B$114,0)))),0)))),(IF($C21=\"Standard\",(IF(OR($D21=\"VEP1\",$D21=\"VEP2\"),Reference!$B$91,IF(OR($D21=\"VES1\",$D21=\"VES2\"),Reference!$B$92,IF(OR($D21=\"VEU1\",$D21=\"VEU2\"),Reference!$B$93,0)))),IF($C21=\"Silent\",(IF(OR($D21=\"VEP1\",$D21=\"VEP2\"),Reference!$B$91,IF(OR($D21=\"VES1\",$D21=\"VES2\"),Reference!$B$92,IF(OR($D21=\"VEU1\",$D21=\"VEU2\"),Reference!$B$93,0)))),IF($C21=\"Freeze\",(IF(OR($D21=\"VEP1\",$D21=\"VEP2\"),Reference!$B$94,IF(OR($D21=\"VES1\",$D21=\"VES2\"),Reference!$B$95,IF(OR($D21=\"VEU1\",$D21=\"VEU2\"),Reference!$B$96,0)))),0)))))))","v":0},0,{"$f":"IF($A$2=\"UL\",(IF($Z21=1,(IF($C21=\"Standard\",(IF(OR($D21=\"VEP1\",$D21=\"VEP2\"),Reference!$C$140,IF(OR($D21=\"VES1\",$D21=\"VES2\"),Reference!$C$140,IF(OR($D21=\"VEU1\",$D21=\"VEU2\"),Reference!$C$141,0)))),IF($C21=\"Silent\",(IF(OR($D21=\"VEP1\",$D21=\"VEP2\"),Reference!$C$140,IF(OR($D21=\"VES1\",$D21=\"VES2\"),Reference!$C$140,IF(OR($D21=\"VEU1\",$D21=\"VEU2\"),Reference!$C$141,0)))),IF($C21=\"Freeze\",(IF(OR($D21=\"VEP1\",$D21=\"VEP2\"),Reference!$C$143,IF(OR($D21=\"VES1\",$D21=\"VES2\"),Reference!$C$143,IF(OR($D21=\"VEU1\",$D21=\"VEU2\"),Reference!$C$144,0)))),0)))),(IF($C21=\"Standard\",(IF(OR($D21=\"VEP1\",$D21=\"VEP2\"),Reference!$C$122,IF(OR($D21=\"VES1\",$D21=\"VES2\"),Reference!$C$122,IF(OR($D21=\"VEU1\",$D21=\"VEU2\"),Reference!$C$123,0)))),IF($C21=\"Silent\",(IF(OR($D21=\"VEP1\",$D21=\"VEP2\"),Reference!$C$122,IF(OR($D21=\"VES1\",$D21=\"VES2\"),Reference!$C$122,IF(OR($D21=\"VEU1\",$D21=\"VEU2\"),Reference!$C$123,0)))),IF($C21=\"Freeze\",(IF(OR($D21=\"VEP1\",$D21=\"VEP2\"),Reference!$C$140,IF(OR($D21=\"VES1\",$D21=\"VES2\"),Reference!$C$140,IF(OR($D21=\"VEU1\",$D21=\"VEU2\"),Reference!$C$141,0)))),0)))))),(IF($Z21=1,(IF($C21=\"Standard\",(IF(OR($D21=\"VEP1\",$D21=\"VEP2\"),Reference!$C$109,IF(OR($D21=\"VES1\",$D21=\"VES2\"),Reference!$C$110,IF(OR($D21=\"VEU1\",$D21=\"VEU2\"),Reference!$C$111,0)))),IF($C21=\"Silent\",(IF(OR($D21=\"VEP1\",$D21=\"VEP2\"),Reference!$C$109,IF(OR($D21=\"VES1\",$D21=\"VES2\"),Reference!$C$110,IF(OR($D21=\"VEU1\",$D21=\"VEU2\"),Reference!$C$111,0)))),IF($C21=\"Freeze\",(IF(OR($D21=\"VEP1\",$D21=\"VEP2\"),Reference!$C$112,IF(OR($D21=\"VES1\",$D21=\"VES2\"),Reference!$C$113,IF(OR($D21=\"VEU1\",$D21=\"VEU2\"),Reference!$C$114,0)))),0)))),(IF($C21=\"Standard\",(IF(OR($D21=\"VEP1\",$D21=\"VEP2\"),Reference!$C$91,IF(OR($D21=\"VES1\",$D21=\"VES2\"),Reference!$C$92,IF(OR($D21=\"VEU1\",$D21=\"VEU2\"),Reference!$C$93,0)))),IF($C21=\"Silent\",(IF(OR($D21=\"VEP1\",$D21=\"VEP2\"),Reference!$C$91,IF(OR($D21=\"VES1\",$D21=\"VES2\"),Reference!$C$92,IF(OR($D21=\"VEU1\",$D21=\"VEU2\"),Reference!$C$93,0)))),IF($C21=\"Freeze\",(IF(OR($D21=\"VEP1\",$D21=\"VEP2\"),Reference!$C$94,IF(OR($D21=\"VES1\",$D21=\"VES2\"),Reference!$C$95,IF(OR($D21=\"VEU1\",$D21=\"VEU2\"),Reference!$C$96,0)))),0)))))))","v":0},{"$f":"IF($A$2=\"UL\",(IF($Z21=1,(IF($C21=\"Standard\",(IF(OR($D21=\"VEP1\",$D21=\"VEP2\"),Reference!$D$140,IF(OR($D21=\"VES1\",$D21=\"VES2\"),Reference!$D$140,IF(OR($D21=\"VEU1\",$D21=\"VEU2\"),Reference!$D$141,0)))),IF($C21=\"Silent\",(IF(OR($D21=\"VEP1\",$D21=\"VEP2\"),Reference!$D$140,IF(OR($D21=\"VES1\",$D21=\"VES2\"),Reference!$D$140,IF(OR($D21=\"VEU1\",$D21=\"VEU2\"),Reference!$D$141,0)))),IF($C21=\"Freeze\",(IF(OR($D21=\"VEP1\",$D21=\"VEP2\"),Reference!$D$143,IF(OR($D21=\"VES1\",$D21=\"VES2\"),Reference!$D$143,IF(OR($D21=\"VEU1\",$D21=\"VEU2\"),Reference!$D$144,0)))),0)))),(IF($C21=\"Standard\",(IF(OR($D21=\"VEP1\",$D21=\"VEP2\"),Reference!$D$122,IF(OR($D21=\"VES1\",$D21=\"VES2\"),Reference!$D$122,IF(OR($D21=\"VEU1\",$D21=\"VEU2\"),Reference!$D$123,0)))),IF($C21=\"Silent\",(IF(OR($D21=\"VEP1\",$D21=\"VEP2\"),Reference!$D$122,IF(OR($D21=\"VES1\",$D21=\"VES2\"),Reference!$D$122,IF(OR($D21=\"VEU1\",$D21=\"VEU2\"),Reference!$D$123,0)))),IF($C21=\"Freeze\",(IF(OR($D21=\"VEP1\",$D21=\"VEP2\"),Reference!$D$140,IF(OR($D21=\"VES1\",$D21=\"VES2\"),Reference!$D$140,IF(OR($D21=\"VEU1\",$D21=\"VEU2\"),Reference!$D$141,0)))),0)))))),(IF($Z21=1,(IF($C21=\"Standard\",(IF(OR($D21=\"VEP1\",$D21=\"VEP2\"),Reference!$D$109,IF(OR($D21=\"VES1\",$D21=\"VES2\"),Reference!$D$110,IF(OR($D21=\"VEU1\",$D21=\"VEU2\"),Reference!$D$111,0)))),IF($C21=\"Silent\",(IF(OR($D21=\"VEP1\",$D21=\"VEP2\"),Reference!$D$109,IF(OR($D21=\"VES1\",$D21=\"VES2\"),Reference!$D$110,IF(OR($D21=\"VEU1\",$D21=\"VEU2\"),Reference!$D$111,0)))),IF($C21=\"Freeze\",(IF(OR($D21=\"VEP1\",$D21=\"VEP2\"),Reference!$D$112,IF(OR($D21=\"VES1\",$D21=\"VES2\"),Reference!$D$113,IF(OR($D21=\"VEU1\",$D21=\"VEU2\"),Reference!$D$114,0)))),0)))),(IF($C21=\"Standard\",(IF(OR($D21=\"VEP1\",$D21=\"VEP2\"),Reference!$D$91,IF(OR($D21=\"VES1\",$D21=\"VES2\"),Reference!$D$92,IF(OR($D21=\"VEU1\",$D21=\"VEU2\"),Reference!$D$93,0)))),IF($C21=\"Silent\",(IF(OR($D21=\"VEP1\",$D21=\"VEP2\"),Reference!$D$91,IF(OR($D21=\"VES1\",$D21=\"VES2\"),Reference!$D$92,IF(OR($D21=\"VEU1\",$D21=\"VEU2\"),Reference!$D$93,0)))),IF($C21=\"Freeze\",(IF(OR($D21=\"VEP1\",$D21=\"VEP2\"),Reference!$D$94,IF(OR($D21=\"VES1\",$D21=\"VES2\"),Reference!$D$95,IF(OR($D21=\"VEU1\",$D21=\"VEU2\"),Reference!$D$96,0)))),0)))))))","v":0},0,0,0,"2 Alarm Front Film","No",0,0,0,0,{"$f":"IF(B21>0,(IF($BL21=1,IF($BN21=3,Reference!$C$194,IF($BN21=4,Reference!$C$196,IF($BN21=5,Reference!$C$198,0))),IF($BL21=2,IF($BN21=4,Reference!$C$195,IF($BN21=5,Reference!$C$197,IF($BN21=6,Reference!$C$199,0)))))),0)","v":0},{"$f":"IF(B21>0,(IF($BL21=1,IF($BN21=3,Reference!$D$194,IF($BN21=4,Reference!$D$196,IF($BN21=5,Reference!$D$198,0))),IF($BL21=2,IF($BN21=4,Reference!$D$195,IF($BN21=5,Reference!$D$197,IF($BN21=6,Reference!$D$199,0)))))),0)","v":0},{"$f":"IF(B21>0,(IF($BL21=1,IF($BN21=3,Reference!$E$194,IF($BN21=4,Reference!$E$196,IF($BN21=5,Reference!$E$198,0))),IF($BL21=2,IF($BN21=4,Reference!$E$195,IF($BN21=5,Reference!$E$197,IF($BN21=6,Reference!$E$199,0)))))),0)","v":0},0,0,null,{"$f":"IF($BS21=1,(IF($BT21=\"NU2\",Reference!$B$221,IF($BT21=\"NU2D\",Reference!$B$222,IF($BT21=\"NU5N\",Reference!$B$223,IF($BT21=\"NU5DN\",Reference!$B$224,IF($BT21=\"NU5DOData\",Reference!$B$225,IF($BT21=\"NU5DOFD\",Reference!$B$227,IF($BT21=\"NU5DF\",Reference!$B$226,\"\")))))))),0)","v":0},{"$f":"IF($BS21=1,(IF($BT21=\"NU2\",Reference!$D$221,IF($BT21=\"NU2D\",Reference!$D$222,IF($BT21=\"NU5N\",Reference!$D$223,IF($BT21=\"NU5DN\",Reference!$D$224,IF($BT21=\"NU5DOData\",Reference!$D$225,IF($BT21=\"NU5DOFD\",Reference!$D$227,IF($BT21=\"NU5DF\",Reference!$D$226,\"\")))))))),0)","v":0},{"$f":"IF($BS21=1,(IF($BT21=\"NU2\",Reference!$E$221,IF($BT21=\"NU2D\",Reference!$E$222,IF($BT21=\"NU5N\",Reference!$E$223,IF($BT21=\"NU5DN\",Reference!$E$224,IF($BT21=\"NU5DOData\",Reference!$E$225,IF($BT21=\"NU5DOFD\",Reference!$E$227,IF($BT21=\"NU5DF\",Reference!$E$226,\"\")))))))),0)","v":0},"Have more than",null,{"$f":"IF($BY21=\"AD-10-1960\",Reference!$G$232,IF($BY21=\"AD-10-1963\",Reference!$G$233,IF($BY21=\"AD-10-1966\",Reference!$G$237,IF($BY21=\"AD-10-1975\",Reference!$G$237,IF($BY21=\"AD-10-1980\",Reference!$G$238,\"\")))))","v":""},{"$f":"IF($BY21=\"AD-10-1960\",Reference!$F$232,IF($BY21=\"AD-10-1963\",Reference!$F$233,IF($BY21=\"AD-10-1966\",Reference!$F$237,IF($BY21=\"AD-10-1975\",Reference!$F$237,IF($BY21=\"AD-10-1980\",Reference!$F$238,\"\")))))","v":""},{"$f":"IF($BY21=\"AD-10-1960\",Reference!$E$232,IF($BY21=\"AD-10-1963\",Reference!$E$233,IF($BY21=\"AD-10-1966\",Reference!$E$237,IF($BY21=\"AD-10-1975\",Reference!$E$237,IF($BY21=\"AD-10-1980\",Reference!$E$238,\"\")))))","v":""},0,{"$f":"(IF($F21>0,(IF($CC21=\"AD-05-5400\",'Battery Consumption'!$D$5,IF($CC21=\"AD-05-5410\",'Battery Consumption'!$D$6,IF($CC21=\"AD-05-5405\",'Battery Consumption'!$D$7,IF($CC21=\"AD-05-5415\",'Battery Consumption'!$D$8,IF($CC21=\"AD-05-5425\",'Battery Consumption'!$D$9,IF($CC21=\"AD-05-5420\",'Battery Consumption'!$D$10,IF($CC21=\"AD-05-5430\",'Battery Consumption'!$D$11,IF($CC21=\"AD-05-5440\",'Battery Consumption'!$D$12,IF($CC21=\"AD-05-5435\",'Battery Consumption'!$D$13,IF($CC21=\"AD-05-5445\",'Battery Consumption'!$D$14,IF($CC21=\"AD-05-5455\",'Battery Consumption'!$D$15,IF($CC21=\"AD-05-5450\",'Battery Consumption'!$D$16,IF($CC21=\"AD-05-5460\",'Battery Consumption'!$D$17,IF($CC21=\"AD-05-5465\",'Battery Consumption'!$D$18,IF($CC21=\"AD-05-5470\",'Battery Consumption'!$D$19,IF($CC21=\"AD-05-5401\",'Battery Consumption'!$D$20,IF($CC21=\"AD-05-5413\",'Battery Consumption'!$D$21,IF($CC21=\"AD-05-5406\",'Battery Consumption'!$D$22,IF($CC21=\"AD-05-5416\",'Battery Consumption'!$D$23,IF($CC21=\"AD-05-5426\",'Battery Consumption'!$D$24,IF($CC21=\"AD-05-5421\",'Battery Consumption'!$D$25,IF($CC21=\"AD-05-5432\",'Battery Consumption'!$D$26,IF($CC21=\"AD-05-5441\",'Battery Consumption'!$D$27,IF($CC21=\"AD-05-5437\",'Battery Consumption'!$D$28,IF($CC21=\"AD-05-5446\",'Battery Consumption'!$D$29,IF($CC21=\"AD-05-5456\",'Battery Consumption'!$D$30,IF($CC21=\"AD-05-5451\",'Battery Consumption'!$D$31,IF($CC21=\"AD-05-5461\",'Battery Consumption'!$D$32,IF($CC21=\"AD-05-5471\",'Battery Consumption'!$D$33,IF($CC21=\"AD-05-5466\",'Battery Consumption'!$D$34,0))))))))))))))))))))))))))))))),0))","v":0},0,{"$f":"(IF($F21>0,(IF($CC21=\"AD-05-5400\",'Battery Consumption'!$E$5,IF($CC21=\"AD-05-5410\",'Battery Consumption'!$E$6,IF($CC21=\"AD-05-5405\",'Battery Consumption'!$E$7,IF($CC21=\"AD-05-5415\",'Battery Consumption'!$E$8,IF($CC21=\"AD-05-5425\",'Battery Consumption'!$E$9,IF($CC21=\"AD-05-5420\",'Battery Consumption'!$E$10,IF($CC21=\"AD-05-5430\",'Battery Consumption'!$E$11,IF($CC21=\"AD-05-5440\",'Battery Consumption'!$E$12,IF($CC21=\"AD-05-5435\",'Battery Consumption'!$E$13,IF($CC21=\"AD-05-5445\",'Battery Consumption'!$E$14,IF($CC21=\"AD-05-5455\",'Battery Consumption'!$E$15,IF($CC21=\"AD-05-5450\",'Battery Consumption'!$E$16,IF($CC21=\"AD-05-5460\",'Battery Consumption'!$E$17,IF($CC21=\"AD-05-5465\",'Battery Consumption'!$E$18,IF($CC21=\"AD-05-5470\",'Battery Consumption'!$E$19,IF($CC21=\"AD-05-5401\",'Battery Consumption'!$E$20,IF($CC21=\"AD-05-5413\",'Battery Consumption'!$E$21,IF($CC21=\"AD-05-5406\",'Battery Consumption'!$E$22,IF($CC21=\"AD-05-5416\",'Battery Consumption'!$E$23,IF($CC21=\"AD-05-5426\",'Battery Consumption'!$E$24,IF($CC21=\"AD-05-5421\",'Battery Consumption'!$E$25,IF($CC21=\"AD-05-5432\",'Battery Consumption'!$E$26,IF($CC21=\"AD-05-5441\",'Battery Consumption'!$E$27,IF($CC21=\"AD-05-5437\",'Battery Consumption'!$E$28,IF($CC21=\"AD-05-5446\",'Battery Consumption'!$E$29,IF($CC21=\"AD-05-5456\",'Battery Consumption'!$E$30,IF($CC21=\"AD-05-5451\",'Battery Consumption'!$E$31,IF($CC21=\"AD-05-5461\",'Battery Consumption'!$E$32,IF($CC21=\"AD-05-5471\",'Battery Consumption'!$E$33,IF($CC21=\"AD-05-5466\",'Battery Consumption'!$E$34,0))))))))))))))))))))))))))))))),0))","v":0},0,0,{"$f":"IF($F21>0,(IF($CH21<12,Reference!$J$259,IF($CH21<24,Reference!$J$260,IF($CH21<65,Reference!$J$260,\"Get your own\")))),0)","v":0},{"$f":"IF($F21>0,(IF($CH21<12,Reference!$F$259,IF($CH21<24,Reference!$F$260,IF($CH21<65,Reference!$F$260,\"Get your own\")))),0)","v":0},{"$f":"IF($F21>0,(IF($CH21<12,Reference!$H$259,IF($CH21<24,Reference!$H$260,IF($CH21<65,Reference!$H$260,\"Get your own\")))),0)","v":0},null,null,null,"VSM","Remote monitoring Software",{"$f":"SUMIF(AA5:AA42,CO21,AB5:AB42)","v":0}]
[18,null,null,0,{"$f":"IF(B22=\"VEP-A00-1P\",+Reference!$C$15,IF(B22=\"VEP-A00-P-1P\",+Reference!$C$16,IF(B22=\"VEP-A00-P-2P\",+Reference!$C$17,IF(B22=\"VEP-A00-P-3P\",+Reference!$C$18,IF(B22=\"VEP-A00-P-4P\",+Reference!$C$19,IF(B22=\"VES-A00-P-1P\",+Reference!$C$20,IF(B22=\"VES-A00-P-2P\",+Reference!$C$21,IF(B22=\"VES-A00-P-3P\",+Reference!$C$22,IF(B22=\"VES-A00-P-4P\",+Reference!$C$23,IF(B22=\"VEU-A00-P-1P\",+Reference!$C$24,IF(B22=\"VEU-A00-P-2P\",+Reference!$C$25,IF(B22=\"VEU-A00-P-3P\",+Reference!$C$26,IF(B22=\"VEU-A00-P-4P\",+Reference!$C$27,IF(B22=\"To Select\",\"Pending\",0))))))))))))))","v":0},null,0,null,0,0,0,null,null,null,0,0,0,0,0,0,0,0,0,0,0,0,0,0,null,{"$f":"IF($A$2=\"UL\",(IF($AN22=1,(IF(AND($W22=1, $V22=1),Reference!$C$56,IF(AND($X22=1, $V22=1),Reference!$C$59,IF(AND($Y22=1, $V22=1),Reference!$C$57,IF(AND($W22=1, $V22=2),Reference!$C$57,IF(AND($X22=1, $V22=2),Reference!$C$60,IF(AND($Y22=1, $V22=2),Reference!$C$63,IF(AND($W22=1, $V22=3),Reference!$C$58,IF(AND($X22=1, $V22=3),Reference!$C$61,IF(AND($Y22=1, $V22=3),Reference!$C$64,0)))))))))),(IF($V22=0,0,IF($V22=1,Reference!$C$53,IF($V22=2,Reference!$C$54,IF($V22=3,Reference!$C$55,0))))))),(IF($AN22=1,(IF(AND($W22=1, $V22=1),Reference!$C$41,IF(AND($X22=1, $V22=1),Reference!$C$44,IF(AND($Y22=1, $V22=1),Reference!$C$42,IF(AND($W22=1, $V22=2),Reference!$C$42,IF(AND($X22=1, $V22=2),Reference!$C$45,IF(AND($Y22=1, $V22=2),Reference!$C$48,IF(AND($W22=1, $V22=3),Reference!$C$43,IF(AND($X22=1, $V22=3),Reference!$C$46,IF(AND($Y22=1, $V22=3),Reference!$C$49,0)))))))))),(IF($V22=0,0,IF($V22=1,Reference!$C$38,IF($V22=2,Reference!$C$39,IF($V22=3,Reference!$C$40,0))))))))","v":0},{"$f":"IF($A$2=\"UL\",(IF($AN22=1,(IF(AND($W22=1, $V22=1),Reference!$B$56,IF(AND($X22=1, $V22=1),Reference!$B$59,IF(AND($Y22=1, $V22=1),Reference!$B$57,IF(AND($W22=1, $V22=2),Reference!$B$57,IF(AND($X22=1, $V22=2),Reference!$B$60,IF(AND($Y22=1, $V22=2),Reference!$B$63,IF(AND($W22=1, $V22=3),Reference!$B$58,IF(AND($X22=1, $V22=3),Reference!$B$61,IF(AND($Y22=1, $V22=3),Reference!$B$64,0)))))))))),(IF($V22=0,0,IF($V22=1,Reference!$B$53,IF($V22=2,Reference!$B$54,IF($V22=3,Reference!$B$55,0))))))),(IF($AN22=1,(IF(AND($W22=1, $V22=1),Reference!$B$41,IF(AND($X22=1, $V22=1),Reference!$B$44,IF(AND($Y22=1, $V22=1),Reference!$B$42,IF(AND($W22=1, $V22=2),Reference!$B$42,IF(AND($X22=1, $V22=2),Reference!$B$45,IF(AND($Y22=1, $V22=2),Reference!$B$48,IF(AND($W22=1, $V22=3),Reference!$B$43,IF(AND($X22=1, $V22=3),Reference!$B$46,IF(AND($Y22=1, $V22=3),Reference!$B$49,0)))))))))),(IF($V22=0,0,IF($V22=1,Reference!$B$38,IF($V22=2,Reference!$B$39,IF($V22=3,Reference!$B$40,0))))))))","v":0},0,{"$f":"IF($AN22=1,(IF(AND($W22=1, $V22=1),Reference!$G$41,IF(AND($X22=1, $V22=1),Reference!$G$44,IF(AND($Y22=1, $V22=1),Reference!$G$42,IF(AND($W22=1, $V22=2),Reference!$G$42,IF(AND($X22=1, $V22=2),Reference!$G$45,IF(AND($Y22=1, $V22=2),Reference!$G$48,IF(AND($W22=1, $V22=3),Reference!$G$43,IF(AND($X22=1, $V22=3),Reference!$G$46,IF(AND($Y22=1, $V22=3),Reference!$G$49,0)))))))))),(IF($V22=0,0,IF($V22=1,Reference!$G$38,IF($V22=2,Reference!$G$39,IF($V22=3,Reference!$G$40,))))))","v":0},0,0,0,0,0,0,0,0,null,null,0,null,0,null,null,null,null,null,0,null,{"$f":"IF($A$2=\"UL\",(IF($Z22=1,(IF($C22=\"Standard\",(IF(OR($D22=\"VEP1\",$D22=\"VEP2\"),Reference!$B$140,IF(OR($D22=\"VES1\",$D22=\"VES2\"),Reference!$B$140,IF(OR($D22=\"VEU1\",$D22=\"VEU2\"),Reference!$B$141,0)))),IF($C22=\"Silent\",(IF(OR($D22=\"VEP1\",$D22=\"VEP2\"),Reference!$B$140,IF(OR($D22=\"VES1\",$D22=\"VES2\"),Reference!$B$140,IF(OR($D22=\"VEU1\",$D22=\"VEU2\"),Reference!$B$141,0)))),IF($C22=\"Freeze\",(IF(OR($D22=\"VEP1\",$D22=\"VEP2\"),Reference!$B$143,IF(OR($D22=\"VES1\",$D22=\"VES2\"),Reference!$B$143,IF(OR($D22=\"VEU1\",$D22=\"VEU2\"),Reference!$B$144,0)))),0)))),(IF($C22=\"Standard\",(IF(OR($D22=\"VEP1\",$D22=\"VEP2\"),Reference!$B$122,IF(OR($D22=\"VES1\",$D22=\"VES2\"),Reference!$B$122,IF(OR($D22=\"VEU1\",$D22=\"VEU2\"),Reference!$B$123,0)))),IF($C22=\"Silent\",(IF(OR($D22=\"VEP1\",$D22=\"VEP2\"),Reference!$B$122,IF(OR($D22=\"VES1\",$D22=\"VES2\"),Reference!$B$122,IF(OR($D22=\"VEU1\",$D22=\"VEU2\"),Reference!$B$123,0)))),IF($C22=\"Freeze\",(IF(OR($D22=\"VEP1\",$D22=\"VEP2\"),Reference!$B$140,IF(OR($D22=\"VES1\",$D22=\"VES2\"),Reference!$B$140,IF(OR($D22=\"VEU1\",$D22=\"VEU2\"),Reference!$B$141,0)))),0)))))),(IF($Z22=1,(IF($C22=\"Standard\",(IF(OR($D22=\"VEP1\",$D22=\"VEP2\"),Reference!$B$109,IF(OR($D22=\"VES1\",$D22=\"VES2\"),Reference!$B$110,IF(OR($D22=\"VEU1\",$D22=\"VEU2\"),Reference!$B$111,0)))),IF($C22=\"Silent\",(IF(OR($D22=\"VEP1\",$D22=\"VEP2\"),Reference!$B$109,IF(OR($D22=\"VES1\",$D22=\"VES2\"),Reference!$B$110,IF(OR($D22=\"VEU1\",$D22=\"VEU2\"),Reference!$B$111,0)))),IF($C22=\"Freeze\",(IF(OR($D22=\"VEP1\",$D22=\"VEP2\"),Reference!$B$112,IF(OR($D22=\"VES1\",$D22=\"VES2\"),Reference!$B$113,IF(OR($D22=\"VEU1\",$D22=\"VEU2\"),Reference!$B$114,0)))),0)))),(IF($C22=\"Standard\",(IF(OR($D22=\"VEP1\",$D22=\"VEP2\"),Reference!$B$91,IF(OR($D22=\"VES1\",$D22=\"VES2\"),Reference!$B$92,IF(OR($D22=\"VEU1\",$D22=\"VEU2\"),Reference!$B$93,0)))),IF($C22=\"Silent\",(IF(OR($D22=\"VEP1\",$D22=\"VEP2\"),Reference!$B$91,IF(OR($D22=\"VES1\",$D22=\"VES2\"),Reference!$B$92,IF(OR($D22=\"VEU1\",$D22=\"VEU2\"),Reference!$B$93,0)))),IF($C22=\"Freeze\",(IF(OR($D22=\"VEP1\",$D22=\"VEP2\"),Reference!$B$94,IF(OR($D22=\"VES1\",$D22=\"VES2\"),Reference!$B$95,IF(OR($D22=\"VEU1\",$D22=\"VEU2\"),Reference!$B$96,0)))),0)))))))","v":0},0,{"$f":"IF($A$2=\"UL\",(IF($Z22=1,(IF($C22=\"Standard\",(IF(OR($D22=\"VEP1\",$D22=\"VEP2\"),Reference!$C$140,IF(OR($D22=\"VES1\",$D22=\"VES2\"),Reference!$C$140,IF(OR($D22=\"VEU1\",$D22=\"VEU2\"),Reference!$C$141,0)))),IF($C22=\"Silent\",(IF(OR($D22=\"VEP1\",$D22=\"VEP2\"),Reference!$C$140,IF(OR($D22=\"VES1\",$D22=\"VES2\"),Reference!$C$140,IF(OR($D22=\"VEU1\",$D22=\"VEU2\"),Reference!$C$141,0)))),IF($C22=\"Freeze\",(IF(OR($D22=\"VEP1\",$D22=\"VEP2\"),Reference!$C$143,IF(OR($D22=\"VES1\",$D22=\"VES2\"),Reference!$C$143,IF(OR($D22=\"VEU1\",$D22=\"VEU2\"),Reference!$C$144,0)))),0)))),(IF($C22=\"Standard\",(IF(OR($D22=\"VEP1\",$D22=\"VEP2\"),Reference!$C$122,IF(OR($D22=\"VES1\",$D22=\"VES2\"),Reference!$C$122,IF(OR($D22=\"VEU1\",$D22=\"VEU2\"),Reference!$C$123,0)))),IF($C22=\"Silent\",(IF(OR($D22=\"VEP1\",$D22=\"VEP2\"),Reference!$C$122,IF(OR($D22=\"VES1\",$D22=\"VES2\"),Reference!$C$122,IF(OR($D22=\"VEU1\",$D22=\"VEU2\"),Reference!$C$123,0)))),IF($C22=\"Freeze\",(IF(OR($D22=\"VEP1\",$D22=\"VEP2\"),Reference!$C$140,IF(OR($D22=\"VES1\",$D22=\"VES2\"),Reference!$C$140,IF(OR($D22=\"VEU1\",$D22=\"VEU2\"),Reference!$C$141,0)))),0)))))),(IF($Z22=1,(IF($C22=\"Standard\",(IF(OR($D22=\"VEP1\",$D22=\"VEP2\"),Reference!$C$109,IF(OR($D22=\"VES1\",$D22=\"VES2\"),Reference!$C$110,IF(OR($D22=\"VEU1\",$D22=\"VEU2\"),Reference!$C$111,0)))),IF($C22=\"Silent\",(IF(OR($D22=\"VEP1\",$D22=\"VEP2\"),Reference!$C$109,IF(OR($D22=\"VES1\",$D22=\"VES2\"),Reference!$C$110,IF(OR($D22=\"VEU1\",$D22=\"VEU2\"),Reference!$C$111,0)))),IF($C22=\"Freeze\",(IF(OR($D22=\"VEP1\",$D22=\"VEP2\"),Reference!$C$112,IF(OR($D22=\"VES1\",$D22=\"VES2\"),Reference!$C$113,IF(OR($D22=\"VEU1\",$D22=\"VEU2\"),Reference!$C$114,0)))),0)))),(IF($C22=\"Standard\",(IF(OR($D22=\"VEP1\",$D22=\"VEP2\"),Reference!$C$91,IF(OR($D22=\"VES1\",$D22=\"VES2\"),Reference!$C$92,IF(OR($D22=\"VEU1\",$D22=\"VEU2\"),Reference!$C$93,0)))),IF($C22=\"Silent\",(IF(OR($D22=\"VEP1\",$D22=\"VEP2\"),Reference!$C$91,IF(OR($D22=\"VES1\",$D22=\"VES2\"),Reference!$C$92,IF(OR($D22=\"VEU1\",$D22=\"VEU2\"),Reference!$C$93,0)))),IF($C22=\"Freeze\",(IF(OR($D22=\"VEP1\",$D22=\"VEP2\"),Reference!$C$94,IF(OR($D22=\"VES1\",$D22=\"VES2\"),Reference!$C$95,IF(OR($D22=\"VEU1\",$D22=\"VEU2\"),Reference!$C$96,0)))),0)))))))","v":0},{"$f":"IF($A$2=\"UL\",(IF($Z22=1,(IF($C22=\"Standard\",(IF(OR($D22=\"VEP1\",$D22=\"VEP2\"),Reference!$D$140,IF(OR($D22=\"VES1\",$D22=\"VES2\"),Reference!$D$140,IF(OR($D22=\"VEU1\",$D22=\"VEU2\"),Reference!$D$141,0)))),IF($C22=\"Silent\",(IF(OR($D22=\"VEP1\",$D22=\"VEP2\"),Reference!$D$140,IF(OR($D22=\"VES1\",$D22=\"VES2\"),Reference!$D$140,IF(OR($D22=\"VEU1\",$D22=\"VEU2\"),Reference!$D$141,0)))),IF($C22=\"Freeze\",(IF(OR($D22=\"VEP1\",$D22=\"VEP2\"),Reference!$D$143,IF(OR($D22=\"VES1\",$D22=\"VES2\"),Reference!$D$143,IF(OR($D22=\"VEU1\",$D22=\"VEU2\"),Reference!$D$144,0)))),0)))),(IF($C22=\"Standard\",(IF(OR($D22=\"VEP1\",$D22=\"VEP2\"),Reference!$D$122,IF(OR($D22=\"VES1\",$D22=\"VES2\"),Reference!$D$122,IF(OR($D22=\"VEU1\",$D22=\"VEU2\"),Reference!$D$123,0)))),IF($C22=\"Silent\",(IF(OR($D22=\"VEP1\",$D22=\"VEP2\"),Reference!$D$122,IF(OR($D22=\"VES1\",$D22=\"VES2\"),Reference!$D$122,IF(OR($D22=\"VEU1\",$D22=\"VEU2\"),Reference!$D$123,0)))),IF($C22=\"Freeze\",(IF(OR($D22=\"VEP1\",$D22=\"VEP2\"),Reference!$D$140,IF(OR($D22=\"VES1\",$D22=\"VES2\"),Reference!$D$140,IF(OR($D22=\"VEU1\",$D22=\"VEU2\"),Reference!$D$141,0)))),0)))))),(IF($Z22=1,(IF($C22=\"Standard\",(IF(OR($D22=\"VEP1\",$D22=\"VEP2\"),Reference!$D$109,IF(OR($D22=\"VES1\",$D22=\"VES2\"),Reference!$D$110,IF(OR($D22=\"VEU1\",$D22=\"VEU2\"),Reference!$D$111,0)))),IF($C22=\"Silent\",(IF(OR($D22=\"VEP1\",$D22=\"VEP2\"),Reference!$D$109,IF(OR($D22=\"VES1\",$D22=\"VES2\"),Reference!$D$110,IF(OR($D22=\"VEU1\",$D22=\"VEU2\"),Reference!$D$111,0)))),IF($C22=\"Freeze\",(IF(OR($D22=\"VEP1\",$D22=\"VEP2\"),Reference!$D$112,IF(OR($D22=\"VES1\",$D22=\"VES2\"),Reference!$D$113,IF(OR($D22=\"VEU1\",$D22=\"VEU2\"),Reference!$D$114,0)))),0)))),(IF($C22=\"Standard\",(IF(OR($D22=\"VEP1\",$D22=\"VEP2\"),Reference!$D$91,IF(OR($D22=\"VES1\",$D22=\"VES2\"),Reference!$D$92,IF(OR($D22=\"VEU1\",$D22=\"VEU2\"),Reference!$D$93,0)))),IF($C22=\"Silent\",(IF(OR($D22=\"VEP1\",$D22=\"VEP2\"),Reference!$D$91,IF(OR($D22=\"VES1\",$D22=\"VES2\"),Reference!$D$92,IF(OR($D22=\"VEU1\",$D22=\"VEU2\"),Reference!$D$93,0)))),IF($C22=\"Freeze\",(IF(OR($D22=\"VEP1\",$D22=\"VEP2\"),Reference!$D$94,IF(OR($D22=\"VES1\",$D22=\"VES2\"),Reference!$D$95,IF(OR($D22=\"VEU1\",$D22=\"VEU2\"),Reference!$D$96,0)))),0)))))))","v":0},0,0,0,"The front Film is just a sticker that expose the related LED behind and hide those not in use","No",0,0,0,0,{"$f":"IF(B22>0,(IF($BL22=1,IF($BN22=3,Reference!$C$194,IF($BN22=4,Reference!$C$196,IF($BN22=5,Reference!$C$198,0))),IF($BL22=2,IF($BN22=4,Reference!$C$195,IF($BN22=5,Reference!$C$197,IF($BN22=6,Reference!$C$199,0)))))),0)","v":0},{"$f":"IF(B22>0,(IF($BL22=1,IF($BN22=3,Reference!$D$194,IF($BN22=4,Reference!$D$196,IF($BN22=5,Reference!$D$198,0))),IF($BL22=2,IF($BN22=4,Reference!$D$195,IF($BN22=5,Reference!$D$197,IF($BN22=6,Reference!$D$199,0)))))),0)","v":0},{"$f":"IF(B22>0,(IF($BL22=1,IF($BN22=3,Reference!$E$194,IF($BN22=4,Reference!$E$196,IF($BN22=5,Reference!$E$198,0))),IF($BL22=2,IF($BN22=4,Reference!$E$195,IF($BN22=5,Reference!$E$197,IF($BN22=6,Reference!$E$199,0)))))),0)","v":0},0,0,null,{"$f":"IF($BS22=1,(IF($BT22=\"NU2\",Reference!$B$221,IF($BT22=\"NU2D\",Reference!$B$222,IF($BT22=\"NU5N\",Reference!$B$223,IF($BT22=\"NU5DN\",Reference!$B$224,IF($BT22=\"NU5DOData\",Reference!$B$225,IF($BT22=\"NU5DOFD\",Reference!$B$227,IF($BT22=\"NU5DF\",Reference!$B$226,\"\")))))))),0)","v":0},{"$f":"IF($BS22=1,(IF($BT22=\"NU2\",Reference!$D$221,IF($BT22=\"NU2D\",Reference!$D$222,IF($BT22=\"NU5N\",Reference!$D$223,IF($BT22=\"NU5DN\",Reference!$D$224,IF($BT22=\"NU5DOData\",Reference!$D$225,IF($BT22=\"NU5DOFD\",Reference!$D$227,IF($BT22=\"NU5DF\",Reference!$D$226,\"\")))))))),0)","v":0},{"$f":"IF($BS22=1,(IF($BT22=\"NU2\",Reference!$E$221,IF($BT22=\"NU2D\",Reference!$E$222,IF($BT22=\"NU5N\",Reference!$E$223,IF($BT22=\"NU5DN\",Reference!$E$224,IF($BT22=\"NU5DOData\",Reference!$E$225,IF($BT22=\"NU5DOFD\",Reference!$E$227,IF($BT22=\"NU5DF\",Reference!$E$226,\"\")))))))),0)","v":0},"1 Alarm Level",null,{"$f":"IF($BY22=\"AD-10-1960\",Reference!$G$232,IF($BY22=\"AD-10-1963\",Reference!$G$233,IF($BY22=\"AD-10-1966\",Reference!$G$237,IF($BY22=\"AD-10-1975\",Reference!$G$237,IF($BY22=\"AD-10-1980\",Reference!$G$238,\"\")))))","v":""},{"$f":"IF($BY22=\"AD-10-1960\",Reference!$F$232,IF($BY22=\"AD-10-1963\",Reference!$F$233,IF($BY22=\"AD-10-1966\",Reference!$F$237,IF($BY22=\"AD-10-1975\",Reference!$F$237,IF($BY22=\"AD-10-1980\",Reference!$F$238,\"\")))))","v":""},{"$f":"IF($BY22=\"AD-10-1960\",Reference!$E$232,IF($BY22=\"AD-10-1963\",Reference!$E$233,IF($BY22=\"AD-10-1966\",Reference!$E$237,IF($BY22=\"AD-10-1975\",Reference!$E$237,IF($BY22=\"AD-10-1980\",Reference!$E$238,\"\")))))","v":""},0,{"$f":"(IF($F22>0,(IF($CC22=\"AD-05-5400\",'Battery Consumption'!$D$5,IF($CC22=\"AD-05-5410\",'Battery Consumption'!$D$6,IF($CC22=\"AD-05-5405\",'Battery Consumption'!$D$7,IF($CC22=\"AD-05-5415\",'Battery Consumption'!$D$8,IF($CC22=\"AD-05-5425\",'Battery Consumption'!$D$9,IF($CC22=\"AD-05-5420\",'Battery Consumption'!$D$10,IF($CC22=\"AD-05-5430\",'Battery Consumption'!$D$11,IF($CC22=\"AD-05-5440\",'Battery Consumption'!$D$12,IF($CC22=\"AD-05-5435\",'Battery Consumption'!$D$13,IF($CC22=\"AD-05-5445\",'Battery Consumption'!$D$14,IF($CC22=\"AD-05-5455\",'Battery Consumption'!$D$15,IF($CC22=\"AD-05-5450\",'Battery Consumption'!$D$16,IF($CC22=\"AD-05-5460\",'Battery Consumption'!$D$17,IF($CC22=\"AD-05-5465\",'Battery Consumption'!$D$18,IF($CC22=\"AD-05-5470\",'Battery Consumption'!$D$19,IF($CC22=\"AD-05-5401\",'Battery Consumption'!$D$20,IF($CC22=\"AD-05-5413\",'Battery Consumption'!$D$21,IF($CC22=\"AD-05-5406\",'Battery Consumption'!$D$22,IF($CC22=\"AD-05-5416\",'Battery Consumption'!$D$23,IF($CC22=\"AD-05-5426\",'Battery Consumption'!$D$24,IF($CC22=\"AD-05-5421\",'Battery Consumption'!$D$25,IF($CC22=\"AD-05-5432\",'Battery Consumption'!$D$26,IF($CC22=\"AD-05-5441\",'Battery Consumption'!$D$27,IF($CC22=\"AD-05-5437\",'Battery Consumption'!$D$28,IF($CC22=\"AD-05-5446\",'Battery Consumption'!$D$29,IF($CC22=\"AD-05-5456\",'Battery Consumption'!$D$30,IF($CC22=\"AD-05-5451\",'Battery Consumption'!$D$31,IF($CC22=\"AD-05-5461\",'Battery Consumption'!$D$32,IF($CC22=\"AD-05-5471\",'Battery Consumption'!$D$33,IF($CC22=\"AD-05-5466\",'Battery Consumption'!$D$34,0))))))))))))))))))))))))))))))),0))","v":0},0,{"$f":"(IF($F22>0,(IF($CC22=\"AD-05-5400\",'Battery Consumption'!$E$5,IF($CC22=\"AD-05-5410\",'Battery Consumption'!$E$6,IF($CC22=\"AD-05-5405\",'Battery Consumption'!$E$7,IF($CC22=\"AD-05-5415\",'Battery Consumption'!$E$8,IF($CC22=\"AD-05-5425\",'Battery Consumption'!$E$9,IF($CC22=\"AD-05-5420\",'Battery Consumption'!$E$10,IF($CC22=\"AD-05-5430\",'Battery Consumption'!$E$11,IF($CC22=\"AD-05-5440\",'Battery Consumption'!$E$12,IF($CC22=\"AD-05-5435\",'Battery Consumption'!$E$13,IF($CC22=\"AD-05-5445\",'Battery Consumption'!$E$14,IF($CC22=\"AD-05-5455\",'Battery Consumption'!$E$15,IF($CC22=\"AD-05-5450\",'Battery Consumption'!$E$16,IF($CC22=\"AD-05-5460\",'Battery Consumption'!$E$17,IF($CC22=\"AD-05-5465\",'Battery Consumption'!$E$18,IF($CC22=\"AD-05-5470\",'Battery Consumption'!$E$19,IF($CC22=\"AD-05-5401\",'Battery Consumption'!$E$20,IF($CC22=\"AD-05-5413\",'Battery Consumption'!$E$21,IF($CC22=\"AD-05-5406\",'Battery Consumption'!$E$22,IF($CC22=\"AD-05-5416\",'Battery Consumption'!$E$23,IF($CC22=\"AD-05-5426\",'Battery Consumption'!$E$24,IF($CC22=\"AD-05-5421\",'Battery Consumption'!$E$25,IF($CC22=\"AD-05-5432\",'Battery Consumption'!$E$26,IF($CC22=\"AD-05-5441\",'Battery Consumption'!$E$27,IF($CC22=\"AD-05-5437\",'Battery Consumption'!$E$28,IF($CC22=\"AD-05-5446\",'Battery Consumption'!$E$29,IF($CC22=\"AD-05-5456\",'Battery Consumption'!$E$30,IF($CC22=\"AD-05-5451\",'Battery Consumption'!$E$31,IF($CC22=\"AD-05-5461\",'Battery Consumption'!$E$32,IF($CC22=\"AD-05-5471\",'Battery Consumption'!$E$33,IF($CC22=\"AD-05-5466\",'Battery Consumption'!$E$34,0))))))))))))))))))))))))))))))),0))","v":0},0,0,{"$f":"IF($F22>0,(IF($CH22<12,Reference!$J$259,IF($CH22<24,Reference!$J$260,IF($CH22<65,Reference!$J$260,\"Get your own\")))),0)","v":0},{"$f":"IF($F22>0,(IF($CH22<12,Reference!$F$259,IF($CH22<24,Reference!$F$260,IF($CH22<65,Reference!$F$260,\"Get your own\")))),0)","v":0},{"$f":"IF($F22>0,(IF($CH22<12,Reference!$H$259,IF($CH22<24,Reference!$H$260,IF($CH22<65,Reference!$H$260,\"Get your own\")))),0)","v":0},null,null,null,"Basic Device",null,"Qty"]
[19,null,null,0,{"$f":"IF(B23=\"VEP-A00-1P\",+Reference!$C$15,IF(B23=\"VEP-A00-P-1P\",+Reference!$C$16,IF(B23=\"VEP-A00-P-2P\",+Reference!$C$17,IF(B23=\"VEP-A00-P-3P\",+Reference!$C$18,IF(B23=\"VEP-A00-P-4P\",+Reference!$C$19,IF(B23=\"VES-A00-P-1P\",+Reference!$C$20,IF(B23=\"VES-A00-P-2P\",+Reference!$C$21,IF(B23=\"VES-A00-P-3P\",+Reference!$C$22,IF(B23=\"VES-A00-P-4P\",+Reference!$C$23,IF(B23=\"VEU-A00-P-1P\",+Reference!$C$24,IF(B23=\"VEU-A00-P-2P\",+Reference!$C$25,IF(B23=\"VEU-A00-P-3P\",+Reference!$C$26,IF(B23=\"VEU-A00-P-4P\",+Reference!$C$27,IF(B23=\"To Select\",\"Pending\",0))))))))))))))","v":0},null,0,null,0,0,0,null,null,null,0,0,0,0,0,0,0,0,0,0,0,0,0,0,null,{"$f":"IF($A$2=\"UL\",(IF($AN23=1,(IF(AND($W23=1, $V23=1),Reference!$C$56,IF(AND($X23=1, $V23=1),Reference!$C$59,IF(AND($Y23=1, $V23=1),Reference!$C$57,IF(AND($W23=1, $V23=2),Reference!$C$57,IF(AND($X23=1, $V23=2),Reference!$C$60,IF(AND($Y23=1, $V23=2),Reference!$C$63,IF(AND($W23=1, $V23=3),Reference!$C$58,IF(AND($X23=1, $V23=3),Reference!$C$61,IF(AND($Y23=1, $V23=3),Reference!$C$64,0)))))))))),(IF($V23=0,0,IF($V23=1,Reference!$C$53,IF($V23=2,Reference!$C$54,IF($V23=3,Reference!$C$55,0))))))),(IF($AN23=1,(IF(AND($W23=1, $V23=1),Reference!$C$41,IF(AND($X23=1, $V23=1),Reference!$C$44,IF(AND($Y23=1, $V23=1),Reference!$C$42,IF(AND($W23=1, $V23=2),Reference!$C$42,IF(AND($X23=1, $V23=2),Reference!$C$45,IF(AND($Y23=1, $V23=2),Reference!$C$48,IF(AND($W23=1, $V23=3),Reference!$C$43,IF(AND($X23=1, $V23=3),Reference!$C$46,IF(AND($Y23=1, $V23=3),Reference!$C$49,0)))))))))),(IF($V23=0,0,IF($V23=1,Reference!$C$38,IF($V23=2,Reference!$C$39,IF($V23=3,Reference!$C$40,0))))))))","v":0},{"$f":"IF($A$2=\"UL\",(IF($AN23=1,(IF(AND($W23=1, $V23=1),Reference!$B$56,IF(AND($X23=1, $V23=1),Reference!$B$59,IF(AND($Y23=1, $V23=1),Reference!$B$57,IF(AND($W23=1, $V23=2),Reference!$B$57,IF(AND($X23=1, $V23=2),Reference!$B$60,IF(AND($Y23=1, $V23=2),Reference!$B$63,IF(AND($W23=1, $V23=3),Reference!$B$58,IF(AND($X23=1, $V23=3),Reference!$B$61,IF(AND($Y23=1, $V23=3),Reference!$B$64,0)))))))))),(IF($V23=0,0,IF($V23=1,Reference!$B$53,IF($V23=2,Reference!$B$54,IF($V23=3,Reference!$B$55,0))))))),(IF($AN23=1,(IF(AND($W23=1, $V23=1),Reference!$B$41,IF(AND($X23=1, $V23=1),Reference!$B$44,IF(AND($Y23=1, $V23=1),Reference!$B$42,IF(AND($W23=1, $V23=2),Reference!$B$42,IF(AND($X23=1, $V23=2),Reference!$B$45,IF(AND($Y23=1, $V23=2),Reference!$B$48,IF(AND($W23=1, $V23=3),Reference!$B$43,IF(AND($X23=1, $V23=3),Reference!$B$46,IF(AND($Y23=1, $V23=3),Reference!$B$49,0)))))))))),(IF($V23=0,0,IF($V23=1,Reference!$B$38,IF($V23=2,Reference!$B$39,IF($V23=3,Reference!$B$40,0))))))))","v":0},0,{"$f":"IF($AN23=1,(IF(AND($W23=1, $V23=1),Reference!$G$41,IF(AND($X23=1, $V23=1),Reference!$G$44,IF(AND($Y23=1, $V23=1),Reference!$G$42,IF(AND($W23=1, $V23=2),Reference!$G$42,IF(AND($X23=1, $V23=2),Reference!$G$45,IF(AND($Y23=1, $V23=2),Reference!$G$48,IF(AND($W23=1, $V23=3),Reference!$G$43,IF(AND($X23=1, $V23=3),Reference!$G$46,IF(AND($Y23=1, $V23=3),Reference!$G$49,0)))))))))),(IF($V23=0,0,IF($V23=1,Reference!$G$38,IF($V23=2,Reference!$G$39,IF($V23=3,Reference!$G$40,))))))","v":0},0,0,0,0,0,0,0,0,null,null,0,null,0,null,null,null,null,null,0,null,{"$f":"IF($A$2=\"UL\",(IF($Z23=1,(IF($C23=\"Standard\",(IF(OR($D23=\"VEP1\",$D23=\"VEP2\"),Reference!$B$140,IF(OR($D23=\"VES1\",$D23=\"VES2\"),Reference!$B$140,IF(OR($D23=\"VEU1\",$D23=\"VEU2\"),Reference!$B$141,0)))),IF($C23=\"Silent\",(IF(OR($D23=\"VEP1\",$D23=\"VEP2\"),Reference!$B$140,IF(OR($D23=\"VES1\",$D23=\"VES2\"),Reference!$B$140,IF(OR($D23=\"VEU1\",$D23=\"VEU2\"),Reference!$B$141,0)))),IF($C23=\"Freeze\",(IF(OR($D23=\"VEP1\",$D23=\"VEP2\"),Reference!$B$143,IF(OR($D23=\"VES1\",$D23=\"VES2\"),Reference!$B$143,IF(OR($D23=\"VEU1\",$D23=\"VEU2\"),Reference!$B$144,0)))),0)))),(IF($C23=\"Standard\",(IF(OR($D23=\"VEP1\",$D23=\"VEP2\"),Reference!$B$122,IF(OR($D23=\"VES1\",$D23=\"VES2\"),Reference!$B$122,IF(OR($D23=\"VEU1\",$D23=\"VEU2\"),Reference!$B$123,0)))),IF($C23=\"Silent\",(IF(OR($D23=\"VEP1\",$D23=\"VEP2\"),Reference!$B$122,IF(OR($D23=\"VES1\",$D23=\"VES2\"),Reference!$B$122,IF(OR($D23=\"VEU1\",$D23=\"VEU2\"),Reference!$B$123,0)))),IF($C23=\"Freeze\",(IF(OR($D23=\"VEP1\",$D23=\"VEP2\"),Reference!$B$140,IF(OR($D23=\"VES1\",$D23=\"VES2\"),Reference!$B$140,IF(OR($D23=\"VEU1\",$D23=\"VEU2\"),Reference!$B$141,0)))),0)))))),(IF($Z23=1,(IF($C23=\"Standard\",(IF(OR($D23=\"VEP1\",$D23=\"VEP2\"),Reference!$B$109,IF(OR($D23=\"VES1\",$D23=\"VES2\"),Reference!$B$110,IF(OR($D23=\"VEU1\",$D23=\"VEU2\"),Reference!$B$111,0)))),IF($C23=\"Silent\",(IF(OR($D23=\"VEP1\",$D23=\"VEP2\"),Reference!$B$109,IF(OR($D23=\"VES1\",$D23=\"VES2\"),Reference!$B$110,IF(OR($D23=\"VEU1\",$D23=\"VEU2\"),Reference!$B$111,0)))),IF($C23=\"Freeze\",(IF(OR($D23=\"VEP1\",$D23=\"VEP2\"),Reference!$B$112,IF(OR($D23=\"VES1\",$D23=\"VES2\"),Reference!$B$113,IF(OR($D23=\"VEU1\",$D23=\"VEU2\"),Reference!$B$114,0)))),0)))),(IF($C23=\"Standard\",(IF(OR($D23=\"VEP1\",$D23=\"VEP2\"),Reference!$B$91,IF(OR($D23=\"VES1\",$D23=\"VES2\"),Reference!$B$92,IF(OR($D23=\"VEU1\",$D23=\"VEU2\"),Reference!$B$93,0)))),IF($C23=\"Silent\",(IF(OR($D23=\"VEP1\",$D23=\"VEP2\"),Reference!$B$91,IF(OR($D23=\"VES1\",$D23=\"VES2\"),Reference!$B$92,IF(OR($D23=\"VEU1\",$D23=\"VEU2\"),Reference!$B$93,0)))),IF($C23=\"Freeze\",(IF(OR($D23=\"VEP1\",$D23=\"VEP2\"),Reference!$B$94,IF(OR($D23=\"VES1\",$D23=\"VES2\"),Reference!$B$95,IF(OR($D23=\"VEU1\",$D23=\"VEU2\"),Reference!$B$96,0)))),0)))))))","v":0},0,{"$f":"IF($A$2=\"UL\",(IF($Z23=1,(IF($C23=\"Standard\",(IF(OR($D23=\"VEP1\",$D23=\"VEP2\"),Reference!$C$140,IF(OR($D23=\"VES1\",$D23=\"VES2\"),Reference!$C$140,IF(OR($D23=\"VEU1\",$D23=\"VEU2\"),Reference!$C$141,0)))),IF($C23=\"Silent\",(IF(OR($D23=\"VEP1\",$D23=\"VEP2\"),Reference!$C$140,IF(OR($D23=\"VES1\",$D23=\"VES2\"),Reference!$C$140,IF(OR($D23=\"VEU1\",$D23=\"VEU2\"),Reference!$C$141,0)))),IF($C23=\"Freeze\",(IF(OR($D23=\"VEP1\",$D23=\"VEP2\"),Reference!$C$143,IF(OR($D23=\"VES1\",$D23=\"VES2\"),Reference!$C$143,IF(OR($D23=\"VEU1\",$D23=\"VEU2\"),Reference!$C$144,0)))),0)))),(IF($C23=\"Standard\",(IF(OR($D23=\"VEP1\",$D23=\"VEP2\"),Reference!$C$122,IF(OR($D23=\"VES1\",$D23=\"VES2\"),Reference!$C$122,IF(OR($D23=\"VEU1\",$D23=\"VEU2\"),Reference!$C$123,0)))),IF($C23=\"Silent\",(IF(OR($D23=\"VEP1\",$D23=\"VEP2\"),Reference!$C$122,IF(OR($D23=\"VES1\",$D23=\"VES2\"),Reference!$C$122,IF(OR($D23=\"VEU1\",$D23=\"VEU2\"),Reference!$C$123,0)))),IF($C23=\"Freeze\",(IF(OR($D23=\"VEP1\",$D23=\"VEP2\"),Reference!$C$140,IF(OR($D23=\"VES1\",$D23=\"VES2\"),Reference!$C$140,IF(OR($D23=\"VEU1\",$D23=\"VEU2\"),Reference!$C$141,0)))),0)))))),(IF($Z23=1,(IF($C23=\"Standard\",(IF(OR($D23=\"VEP1\",$D23=\"VEP2\"),Reference!$C$109,IF(OR($D23=\"VES1\",$D23=\"VES2\"),Reference!$C$110,IF(OR($D23=\"VEU1\",$D23=\"VEU2\"),Reference!$C$111,0)))),IF($C23=\"Silent\",(IF(OR($D23=\"VEP1\",$D23=\"VEP2\"),Reference!$C$109,IF(OR($D23=\"VES1\",$D23=\"VES2\"),Reference!$C$110,IF(OR($D23=\"VEU1\",$D23=\"VEU2\"),Reference!$C$111,0)))),IF($C23=\"Freeze\",(IF(OR($D23=\"VEP1\",$D23=\"VEP2\"),Reference!$C$112,IF(OR($D23=\"VES1\",$D23=\"VES2\"),Reference!$C$113,IF(OR($D23=\"VEU1\",$D23=\"VEU2\"),Reference!$C$114,0)))),0)))),(IF($C23=\"Standard\",(IF(OR($D23=\"VEP1\",$D23=\"VEP2\"),Reference!$C$91,IF(OR($D23=\"VES1\",$D23=\"VES2\"),Reference!$C$92,IF(OR($D23=\"VEU1\",$D23=\"VEU2\"),Reference!$C$93,0)))),IF($C23=\"Silent\",(IF(OR($D23=\"VEP1\",$D23=\"VEP2\"),Reference!$C$91,IF(OR($D23=\"VES1\",$D23=\"VES2\"),Reference!$C$92,IF(OR($D23=\"VEU1\",$D23=\"VEU2\"),Reference!$C$93,0)))),IF($C23=\"Freeze\",(IF(OR($D23=\"VEP1\",$D23=\"VEP2\"),Reference!$C$94,IF(OR($D23=\"VES1\",$D23=\"VES2\"),Reference!$C$95,IF(OR($D23=\"VEU1\",$D23=\"VEU2\"),Reference!$C$96,0)))),0)))))))","v":0},{"$f":"IF($A$2=\"UL\",(IF($Z23=1,(IF($C23=\"Standard\",(IF(OR($D23=\"VEP1\",$D23=\"VEP2\"),Reference!$D$140,IF(OR($D23=\"VES1\",$D23=\"VES2\"),Reference!$D$140,IF(OR($D23=\"VEU1\",$D23=\"VEU2\"),Reference!$D$141,0)))),IF($C23=\"Silent\",(IF(OR($D23=\"VEP1\",$D23=\"VEP2\"),Reference!$D$140,IF(OR($D23=\"VES1\",$D23=\"VES2\"),Reference!$D$140,IF(OR($D23=\"VEU1\",$D23=\"VEU2\"),Reference!$D$141,0)))),IF($C23=\"Freeze\",(IF(OR($D23=\"VEP1\",$D23=\"VEP2\"),Reference!$D$143,IF(OR($D23=\"VES1\",$D23=\"VES2\"),Reference!$D$143,IF(OR($D23=\"VEU1\",$D23=\"VEU2\"),Reference!$D$144,0)))),0)))),(IF($C23=\"Standard\",(IF(OR($D23=\"VEP1\",$D23=\"VEP2\"),Reference!$D$122,IF(OR($D23=\"VES1\",$D23=\"VES2\"),Reference!$D$122,IF(OR($D23=\"VEU1\",$D23=\"VEU2\"),Reference!$D$123,0)))),IF($C23=\"Silent\",(IF(OR($D23=\"VEP1\",$D23=\"VEP2\"),Reference!$D$122,IF(OR($D23=\"VES1\",$D23=\"VES2\"),Reference!$D$122,IF(OR($D23=\"VEU1\",$D23=\"VEU2\"),Reference!$D$123,0)))),IF($C23=\"Freeze\",(IF(OR($D23=\"VEP1\",$D23=\"VEP2\"),Reference!$D$140,IF(OR($D23=\"VES1\",$D23=\"VES2\"),Reference!$D$140,IF(OR($D23=\"VEU1\",$D23=\"VEU2\"),Reference!$D$141,0)))),0)))))),(IF($Z23=1,(IF($C23=\"Standard\",(IF(OR($D23=\"VEP1\",$D23=\"VEP2\"),Reference!$D$109,IF(OR($D23=\"VES1\",$D23=\"VES2\"),Reference!$D$110,IF(OR($D23=\"VEU1\",$D23=\"VEU2\"),Reference!$D$111,0)))),IF($C23=\"Silent\",(IF(OR($D23=\"VEP1\",$D23=\"VEP2\"),Reference!$D$109,IF(OR($D23=\"VES1\",$D23=\"VES2\"),Reference!$D$110,IF(OR($D23=\"VEU1\",$D23=\"VEU2\"),Reference!$D$111,0)))),IF($C23=\"Freeze\",(IF(OR($D23=\"VEP1\",$D23=\"VEP2\"),Reference!$D$112,IF(OR($D23=\"VES1\",$D23=\"VES2\"),Reference!$D$113,IF(OR($D23=\"VEU1\",$D23=\"VEU2\"),Reference!$D$114,0)))),0)))),(IF($C23=\"Standard\",(IF(OR($D23=\"VEP1\",$D23=\"VEP2\"),Reference!$D$91,IF(OR($D23=\"VES1\",$D23=\"VES2\"),Reference!$D$92,IF(OR($D23=\"VEU1\",$D23=\"VEU2\"),Reference!$D$93,0)))),IF($C23=\"Silent\",(IF(OR($D23=\"VEP1\",$D23=\"VEP2\"),Reference!$D$91,IF(OR($D23=\"VES1\",$D23=\"VES2\"),Reference!$D$92,IF(OR($D23=\"VEU1\",$D23=\"VEU2\"),Reference!$D$93,0)))),IF($C23=\"Freeze\",(IF(OR($D23=\"VEP1\",$D23=\"VEP2\"),Reference!$D$94,IF(OR($D23=\"VES1\",$D23=\"VES2\"),Reference!$D$95,IF(OR($D23=\"VEU1\",$D23=\"VEU2\"),Reference!$D$96,0)))),0)))))))","v":0},0,0,0,null,"No",0,0,0,0,{"$f":"IF(B23>0,(IF($BL23=1,IF($BN23=3,Reference!$C$194,IF($BN23=4,Reference!$C$196,IF($BN23=5,Reference!$C$198,0))),IF($BL23=2,IF($BN23=4,Reference!$C$195,IF($BN23=5,Reference!$C$197,IF($BN23=6,Reference!$C$199,0)))))),0)","v":0},{"$f":"IF(B23>0,(IF($BL23=1,IF($BN23=3,Reference!$D$194,IF($BN23=4,Reference!$D$196,IF($BN23=5,Reference!$D$198,0))),IF($BL23=2,IF($BN23=4,Reference!$D$195,IF($BN23=5,Reference!$D$197,IF($BN23=6,Reference!$D$199,0)))))),0)","v":0},{"$f":"IF(B23>0,(IF($BL23=1,IF($BN23=3,Reference!$E$194,IF($BN23=4,Reference!$E$196,IF($BN23=5,Reference!$E$198,0))),IF($BL23=2,IF($BN23=4,Reference!$E$195,IF($BN23=5,Reference!$E$197,IF($BN23=6,Reference!$E$199,0)))))),0)","v":0},0,0,null,{"$f":"IF($BS23=1,(IF($BT23=\"NU2\",Reference!$B$221,IF($BT23=\"NU2D\",Reference!$B$222,IF($BT23=\"NU5N\",Reference!$B$223,IF($BT23=\"NU5DN\",Reference!$B$224,IF($BT23=\"NU5DOData\",Reference!$B$225,IF($BT23=\"NU5DOFD\",Reference!$B$227,IF($BT23=\"NU5DF\",Reference!$B$226,\"\")))))))),0)","v":0},{"$f":"IF($BS23=1,(IF($BT23=\"NU2\",Reference!$D$221,IF($BT23=\"NU2D\",Reference!$D$222,IF($BT23=\"NU5N\",Reference!$D$223,IF($BT23=\"NU5DN\",Reference!$D$224,IF($BT23=\"NU5DOData\",Reference!$D$225,IF($BT23=\"NU5DOFD\",Reference!$D$227,IF($BT23=\"NU5DF\",Reference!$D$226,\"\")))))))),0)","v":0},{"$f":"IF($BS23=1,(IF($BT23=\"NU2\",Reference!$E$221,IF($BT23=\"NU2D\",Reference!$E$222,IF($BT23=\"NU5N\",Reference!$E$223,IF($BT23=\"NU5DN\",Reference!$E$224,IF($BT23=\"NU5DOData\",Reference!$E$225,IF($BT23=\"NU5DOFD\",Reference!$E$227,IF($BT23=\"NU5DF\",Reference!$E$226,\"\")))))))),0)","v":0},"2 Relay Contacts",null,{"$f":"IF($BY23=\"AD-10-1960\",Reference!$G$232,IF($BY23=\"AD-10-1963\",Reference!$G$233,IF($BY23=\"AD-10-1966\",Reference!$G$237,IF($BY23=\"AD-10-1975\",Reference!$G$237,IF($BY23=\"AD-10-1980\",Reference!$G$238,\"\")))))","v":""},{"$f":"IF($BY23=\"AD-10-1960\",Reference!$F$232,IF($BY23=\"AD-10-1963\",Reference!$F$233,IF($BY23=\"AD-10-1966\",Reference!$F$237,IF($BY23=\"AD-10-1975\",Reference!$F$237,IF($BY23=\"AD-10-1980\",Reference!$F$238,\"\")))))","v":""},{"$f":"IF($BY23=\"AD-10-1960\",Reference!$E$232,IF($BY23=\"AD-10-1963\",Reference!$E$233,IF($BY23=\"AD-10-1966\",Reference!$E$237,IF($BY23=\"AD-10-1975\",Reference!$E$237,IF($BY23=\"AD-10-1980\",Reference!$E$238,\"\")))))","v":""},0,{"$f":"(IF($F23>0,(IF($CC23=\"AD-05-5400\",'Battery Consumption'!$D$5,IF($CC23=\"AD-05-5410\",'Battery Consumption'!$D$6,IF($CC23=\"AD-05-5405\",'Battery Consumption'!$D$7,IF($CC23=\"AD-05-5415\",'Battery Consumption'!$D$8,IF($CC23=\"AD-05-5425\",'Battery Consumption'!$D$9,IF($CC23=\"AD-05-5420\",'Battery Consumption'!$D$10,IF($CC23=\"AD-05-5430\",'Battery Consumption'!$D$11,IF($CC23=\"AD-05-5440\",'Battery Consumption'!$D$12,IF($CC23=\"AD-05-5435\",'Battery Consumption'!$D$13,IF($CC23=\"AD-05-5445\",'Battery Consumption'!$D$14,IF($CC23=\"AD-05-5455\",'Battery Consumption'!$D$15,IF($CC23=\"AD-05-5450\",'Battery Consumption'!$D$16,IF($CC23=\"AD-05-5460\",'Battery Consumption'!$D$17,IF($CC23=\"AD-05-5465\",'Battery Consumption'!$D$18,IF($CC23=\"AD-05-5470\",'Battery Consumption'!$D$19,IF($CC23=\"AD-05-5401\",'Battery Consumption'!$D$20,IF($CC23=\"AD-05-5413\",'Battery Consumption'!$D$21,IF($CC23=\"AD-05-5406\",'Battery Consumption'!$D$22,IF($CC23=\"AD-05-5416\",'Battery Consumption'!$D$23,IF($CC23=\"AD-05-5426\",'Battery Consumption'!$D$24,IF($CC23=\"AD-05-5421\",'Battery Consumption'!$D$25,IF($CC23=\"AD-05-5432\",'Battery Consumption'!$D$26,IF($CC23=\"AD-05-5441\",'Battery Consumption'!$D$27,IF($CC23=\"AD-05-5437\",'Battery Consumption'!$D$28,IF($CC23=\"AD-05-5446\",'Battery Consumption'!$D$29,IF($CC23=\"AD-05-5456\",'Battery Consumption'!$D$30,IF($CC23=\"AD-05-5451\",'Battery Consumption'!$D$31,IF($CC23=\"AD-05-5461\",'Battery Consumption'!$D$32,IF($CC23=\"AD-05-5471\",'Battery Consumption'!$D$33,IF($CC23=\"AD-05-5466\",'Battery Consumption'!$D$34,0))))))))))))))))))))))))))))))),0))","v":0},0,{"$f":"(IF($F23>0,(IF($CC23=\"AD-05-5400\",'Battery Consumption'!$E$5,IF($CC23=\"AD-05-5410\",'Battery Consumption'!$E$6,IF($CC23=\"AD-05-5405\",'Battery Consumption'!$E$7,IF($CC23=\"AD-05-5415\",'Battery Consumption'!$E$8,IF($CC23=\"AD-05-5425\",'Battery Consumption'!$E$9,IF($CC23=\"AD-05-5420\",'Battery Consumption'!$E$10,IF($CC23=\"AD-05-5430\",'Battery Consumption'!$E$11,IF($CC23=\"AD-05-5440\",'Battery Consumption'!$E$12,IF($CC23=\"AD-05-5435\",'Battery Consumption'!$E$13,IF($CC23=\"AD-05-5445\",'Battery Consumption'!$E$14,IF($CC23=\"AD-05-5455\",'Battery Consumption'!$E$15,IF($CC23=\"AD-05-5450\",'Battery Consumption'!$E$16,IF($CC23=\"AD-05-5460\",'Battery Consumption'!$E$17,IF($CC23=\"AD-05-5465\",'Battery Consumption'!$E$18,IF($CC23=\"AD-05-5470\",'Battery Consumption'!$E$19,IF($CC23=\"AD-05-5401\",'Battery Consumption'!$E$20,IF($CC23=\"AD-05-5413\",'Battery Consumption'!$E$21,IF($CC23=\"AD-05-5406\",'Battery Consumption'!$E$22,IF($CC23=\"AD-05-5416\",'Battery Consumption'!$E$23,IF($CC23=\"AD-05-5426\",'Battery Consumption'!$E$24,IF($CC23=\"AD-05-5421\",'Battery Consumption'!$E$25,IF($CC23=\"AD-05-5432\",'Battery Consumption'!$E$26,IF($CC23=\"AD-05-5441\",'Battery Consumption'!$E$27,IF($CC23=\"AD-05-5437\",'Battery Consumption'!$E$28,IF($CC23=\"AD-05-5446\",'Battery Consumption'!$E$29,IF($CC23=\"AD-05-5456\",'Battery Consumption'!$E$30,IF($CC23=\"AD-05-5451\",'Battery Consumption'!$E$31,IF($CC23=\"AD-05-5461\",'Battery Consumption'!$E$32,IF($CC23=\"AD-05-5471\",'Battery Consumption'!$E$33,IF($CC23=\"AD-05-5466\",'Battery Consumption'!$E$34,0))))))))))))))))))))))))))))))),0))","v":0},0,0,{"$f":"IF($F23>0,(IF($CH23<12,Reference!$J$259,IF($CH23<24,Reference!$J$260,IF($CH23<65,Reference!$J$260,\"Get your own\")))),0)","v":0},{"$f":"IF($F23>0,(IF($CH23<12,Reference!$F$259,IF($CH23<24,Reference!$F$260,IF($CH23<65,Reference!$F$260,\"Get your own\")))),0)","v":0},{"$f":"IF($F23>0,(IF($CH23<12,Reference!$H$259,IF($CH23<24,Reference!$H$260,IF($CH23<65,Reference!$H$260,\"Get your own\")))),0)","v":0},null,null,null,"AD-05-5400","FM-ProSens UL Standard -TP1",{"$f":"SUMIF($AD$5:$AD$42,CO23, $F$5:$F$42)","v":0},"FM"]
[20,null,null,0,{"$f":"IF(B24=\"VEP-A00-1P\",+Reference!$C$15,IF(B24=\"VEP-A00-P-1P\",+Reference!$C$16,IF(B24=\"VEP-A00-P-2P\",+Reference!$C$17,IF(B24=\"VEP-A00-P-3P\",+Reference!$C$18,IF(B24=\"VEP-A00-P-4P\",+Reference!$C$19,IF(B24=\"VES-A00-P-1P\",+Reference!$C$20,IF(B24=\"VES-A00-P-2P\",+Reference!$C$21,IF(B24=\"VES-A00-P-3P\",+Reference!$C$22,IF(B24=\"VES-A00-P-4P\",+Reference!$C$23,IF(B24=\"VEU-A00-P-1P\",+Reference!$C$24,IF(B24=\"VEU-A00-P-2P\",+Reference!$C$25,IF(B24=\"VEU-A00-P-3P\",+Reference!$C$26,IF(B24=\"VEU-A00-P-4P\",+Reference!$C$27,IF(B24=\"To Select\",\"Pending\",0))))))))))))))","v":0},null,{"$f":"IF(O24=0,0,IF(O24=1,1,IF(O24=2,1,IF(O24=3,2,IF(O24=4,3,IF(O24=5,4,IF(O24=6,1,IF(O24=7,2,IF(O24=8,3,IF(O24=9,4,IF(O24=10,1,IF(O24=11,2,IF(O24=12,3,IF(O24=13,4,0))))))))))))))","v":0},null,0,0,0,null,null,null,0,0,0,0,0,0,0,0,0,0,0,0,0,0,null,{"$f":"IF($A$2=\"UL\",(IF($AN24=1,(IF(AND($W24=1, $V24=1),Reference!$C$56,IF(AND($X24=1, $V24=1),Reference!$C$59,IF(AND($Y24=1, $V24=1),Reference!$C$57,IF(AND($W24=1, $V24=2),Reference!$C$57,IF(AND($X24=1, $V24=2),Reference!$C$60,IF(AND($Y24=1, $V24=2),Reference!$C$63,IF(AND($W24=1, $V24=3),Reference!$C$58,IF(AND($X24=1, $V24=3),Reference!$C$61,IF(AND($Y24=1, $V24=3),Reference!$C$64,0)))))))))),(IF($V24=0,0,IF($V24=1,Reference!$C$53,IF($V24=2,Reference!$C$54,IF($V24=3,Reference!$C$55,0))))))),(IF($AN24=1,(IF(AND($W24=1, $V24=1),Reference!$C$41,IF(AND($X24=1, $V24=1),Reference!$C$44,IF(AND($Y24=1, $V24=1),Reference!$C$42,IF(AND($W24=1, $V24=2),Reference!$C$42,IF(AND($X24=1, $V24=2),Reference!$C$45,IF(AND($Y24=1, $V24=2),Reference!$C$48,IF(AND($W24=1, $V24=3),Reference!$C$43,IF(AND($X24=1, $V24=3),Reference!$C$46,IF(AND($Y24=1, $V24=3),Reference!$C$49,0)))))))))),(IF($V24=0,0,IF($V24=1,Reference!$C$38,IF($V24=2,Reference!$C$39,IF($V24=3,Reference!$C$40,0))))))))","v":0},{"$f":"IF($A$2=\"UL\",(IF($AN24=1,(IF(AND($W24=1, $V24=1),Reference!$B$56,IF(AND($X24=1, $V24=1),Reference!$B$59,IF(AND($Y24=1, $V24=1),Reference!$B$57,IF(AND($W24=1, $V24=2),Reference!$B$57,IF(AND($X24=1, $V24=2),Reference!$B$60,IF(AND($Y24=1, $V24=2),Reference!$B$63,IF(AND($W24=1, $V24=3),Reference!$B$58,IF(AND($X24=1, $V24=3),Reference!$B$61,IF(AND($Y24=1, $V24=3),Reference!$B$64,0)))))))))),(IF($V24=0,0,IF($V24=1,Reference!$B$53,IF($V24=2,Reference!$B$54,IF($V24=3,Reference!$B$55,0))))))),(IF($AN24=1,(IF(AND($W24=1, $V24=1),Reference!$B$41,IF(AND($X24=1, $V24=1),Reference!$B$44,IF(AND($Y24=1, $V24=1),Reference!$B$42,IF(AND($W24=1, $V24=2),Reference!$B$42,IF(AND($X24=1, $V24=2),Reference!$B$45,IF(AND($Y24=1, $V24=2),Reference!$B$48,IF(AND($W24=1, $V24=3),Reference!$B$43,IF(AND($X24=1, $V24=3),Reference!$B$46,IF(AND($Y24=1, $V24=3),Reference!$B$49,0)))))))))),(IF($V24=0,0,IF($V24=1,Reference!$B$38,IF($V24=2,Reference!$B$39,IF($V24=3,Reference!$B$40,0))))))))","v":0},0,{"$f":"IF($AN24=1,(IF(AND($W24=1, $V24=1),Reference!$G$41,IF(AND($X24=1, $V24=1),Reference!$G$44,IF(AND($Y24=1, $V24=1),Reference!$G$42,IF(AND($W24=1, $V24=2),Reference!$G$42,IF(AND($X24=1, $V24=2),Reference!$G$45,IF(AND($Y24=1, $V24=2),Reference!$G$48,IF(AND($W24=1, $V24=3),Reference!$G$43,IF(AND($X24=1, $V24=3),Reference!$G$46,IF(AND($Y24=1, $V24=3),Reference!$G$49,0)))))))))),(IF($V24=0,0,IF($V24=1,Reference!$G$38,IF($V24=2,Reference!$G$39,IF($V24=3,Reference!$G$40,))))))","v":0},0,0,0,0,0,0,0,0,null,null,0,null,0,null,null,null,null,null,0,null,{"$f":"IF($A$2=\"UL\",(IF($Z24=1,(IF($C24=\"Standard\",(IF(OR($D24=\"VEP1\",$D24=\"VEP2\"),Reference!$B$140,IF(OR($D24=\"VES1\",$D24=\"VES2\"),Reference!$B$140,IF(OR($D24=\"VEU1\",$D24=\"VEU2\"),Reference!$B$141,0)))),IF($C24=\"Silent\",(IF(OR($D24=\"VEP1\",$D24=\"VEP2\"),Reference!$B$140,IF(OR($D24=\"VES1\",$D24=\"VES2\"),Reference!$B$140,IF(OR($D24=\"VEU1\",$D24=\"VEU2\"),Reference!$B$141,0)))),IF($C24=\"Freeze\",(IF(OR($D24=\"VEP1\",$D24=\"VEP2\"),Reference!$B$143,IF(OR($D24=\"VES1\",$D24=\"VES2\"),Reference!$B$143,IF(OR($D24=\"VEU1\",$D24=\"VEU2\"),Reference!$B$144,0)))),0)))),(IF($C24=\"Standard\",(IF(OR($D24=\"VEP1\",$D24=\"VEP2\"),Reference!$B$122,IF(OR($D24=\"VES1\",$D24=\"VES2\"),Reference!$B$122,IF(OR($D24=\"VEU1\",$D24=\"VEU2\"),Reference!$B$123,0)))),IF($C24=\"Silent\",(IF(OR($D24=\"VEP1\",$D24=\"VEP2\"),Reference!$B$122,IF(OR($D24=\"VES1\",$D24=\"VES2\"),Reference!$B$122,IF(OR($D24=\"VEU1\",$D24=\"VEU2\"),Reference!$B$123,0)))),IF($C24=\"Freeze\",(IF(OR($D24=\"VEP1\",$D24=\"VEP2\"),Reference!$B$140,IF(OR($D24=\"VES1\",$D24=\"VES2\"),Reference!$B$140,IF(OR($D24=\"VEU1\",$D24=\"VEU2\"),Reference!$B$141,0)))),0)))))),(IF($Z24=1,(IF($C24=\"Standard\",(IF(OR($D24=\"VEP1\",$D24=\"VEP2\"),Reference!$B$109,IF(OR($D24=\"VES1\",$D24=\"VES2\"),Reference!$B$110,IF(OR($D24=\"VEU1\",$D24=\"VEU2\"),Reference!$B$111,0)))),IF($C24=\"Silent\",(IF(OR($D24=\"VEP1\",$D24=\"VEP2\"),Reference!$B$109,IF(OR($D24=\"VES1\",$D24=\"VES2\"),Reference!$B$110,IF(OR($D24=\"VEU1\",$D24=\"VEU2\"),Reference!$B$111,0)))),IF($C24=\"Freeze\",(IF(OR($D24=\"VEP1\",$D24=\"VEP2\"),Reference!$B$112,IF(OR($D24=\"VES1\",$D24=\"VES2\"),Reference!$B$113,IF(OR($D24=\"VEU1\",$D24=\"VEU2\"),Reference!$B$114,0)))),0)))),(IF($C24=\"Standard\",(IF(OR($D24=\"VEP1\",$D24=\"VEP2\"),Reference!$B$91,IF(OR($D24=\"VES1\",$D24=\"VES2\"),Reference!$B$92,IF(OR($D24=\"VEU1\",$D24=\"VEU2\"),Reference!$B$93,0)))),IF($C24=\"Silent\",(IF(OR($D24=\"VEP1\",$D24=\"VEP2\"),Reference!$B$91,IF(OR($D24=\"VES1\",$D24=\"VES2\"),Reference!$B$92,IF(OR($D24=\"VEU1\",$D24=\"VEU2\"),Reference!$B$93,0)))),IF($C24=\"Freeze\",(IF(OR($D24=\"VEP1\",$D24=\"VEP2\"),Reference!$B$94,IF(OR($D24=\"VES1\",$D24=\"VES2\"),Reference!$B$95,IF(OR($D24=\"VEU1\",$D24=\"VEU2\"),Reference!$B$96,0)))),0)))))))","v":0},0,{"$f":"IF($A$2=\"UL\",(IF($Z24=1,(IF($C24=\"Standard\",(IF(OR($D24=\"VEP1\",$D24=\"VEP2\"),Reference!$C$140,IF(OR($D24=\"VES1\",$D24=\"VES2\"),Reference!$C$140,IF(OR($D24=\"VEU1\",$D24=\"VEU2\"),Reference!$C$141,0)))),IF($C24=\"Silent\",(IF(OR($D24=\"VEP1\",$D24=\"VEP2\"),Reference!$C$140,IF(OR($D24=\"VES1\",$D24=\"VES2\"),Reference!$C$140,IF(OR($D24=\"VEU1\",$D24=\"VEU2\"),Reference!$C$141,0)))),IF($C24=\"Freeze\",(IF(OR($D24=\"VEP1\",$D24=\"VEP2\"),Reference!$C$143,IF(OR($D24=\"VES1\",$D24=\"VES2\"),Reference!$C$143,IF(OR($D24=\"VEU1\",$D24=\"VEU2\"),Reference!$C$144,0)))),0)))),(IF($C24=\"Standard\",(IF(OR($D24=\"VEP1\",$D24=\"VEP2\"),Reference!$C$122,IF(OR($D24=\"VES1\",$D24=\"VES2\"),Reference!$C$122,IF(OR($D24=\"VEU1\",$D24=\"VEU2\"),Reference!$C$123,0)))),IF($C24=\"Silent\",(IF(OR($D24=\"VEP1\",$D24=\"VEP2\"),Reference!$C$122,IF(OR($D24=\"VES1\",$D24=\"VES2\"),Reference!$C$122,IF(OR($D24=\"VEU1\",$D24=\"VEU2\"),Reference!$C$123,0)))),IF($C24=\"Freeze\",(IF(OR($D24=\"VEP1\",$D24=\"VEP2\"),Reference!$C$140,IF(OR($D24=\"VES1\",$D24=\"VES2\"),Reference!$C$140,IF(OR($D24=\"VEU1\",$D24=\"VEU2\"),Reference!$C$141,0)))),0)))))),(IF($Z24=1,(IF($C24=\"Standard\",(IF(OR($D24=\"VEP1\",$D24=\"VEP2\"),Reference!$C$109,IF(OR($D24=\"VES1\",$D24=\"VES2\"),Reference!$C$110,IF(OR($D24=\"VEU1\",$D24=\"VEU2\"),Reference!$C$111,0)))),IF($C24=\"Silent\",(IF(OR($D24=\"VEP1\",$D24=\"VEP2\"),Reference!$C$109,IF(OR($D24=\"VES1\",$D24=\"VES2\"),Reference!$C$110,IF(OR($D24=\"VEU1\",$D24=\"VEU2\"),Reference!$C$111,0)))),IF($C24=\"Freeze\",(IF(OR($D24=\"VEP1\",$D24=\"VEP2\"),Reference!$C$112,IF(OR($D24=\"VES1\",$D24=\"VES2\"),Reference!$C$113,IF(OR($D24=\"VEU1\",$D24=\"VEU2\"),Reference!$C$114,0)))),0)))),(IF($C24=\"Standard\",(IF(OR($D24=\"VEP1\",$D24=\"VEP2\"),Reference!$C$91,IF(OR($D24=\"VES1\",$D24=\"VES2\"),Reference!$C$92,IF(OR($D24=\"VEU1\",$D24=\"VEU2\"),Reference!$C$93,0)))),IF($C24=\"Silent\",(IF(OR($D24=\"VEP1\",$D24=\"VEP2\"),Reference!$C$91,IF(OR($D24=\"VES1\",$D24=\"VES2\"),Reference!$C$92,IF(OR($D24=\"VEU1\",$D24=\"VEU2\"),Reference!$C$93,0)))),IF($C24=\"Freeze\",(IF(OR($D24=\"VEP1\",$D24=\"VEP2\"),Reference!$C$94,IF(OR($D24=\"VES1\",$D24=\"VES2\"),Reference!$C$95,IF(OR($D24=\"VEU1\",$D24=\"VEU2\"),Reference!$C$96,0)))),0)))))))","v":0},{"$f":"IF($A$2=\"UL\",(IF($Z24=1,(IF($C24=\"Standard\",(IF(OR($D24=\"VEP1\",$D24=\"VEP2\"),Reference!$D$140,IF(OR($D24=\"VES1\",$D24=\"VES2\"),Reference!$D$140,IF(OR($D24=\"VEU1\",$D24=\"VEU2\"),Reference!$D$141,0)))),IF($C24=\"Silent\",(IF(OR($D24=\"VEP1\",$D24=\"VEP2\"),Reference!$D$140,IF(OR($D24=\"VES1\",$D24=\"VES2\"),Reference!$D$140,IF(OR($D24=\"VEU1\",$D24=\"VEU2\"),Reference!$D$141,0)))),IF($C24=\"Freeze\",(IF(OR($D24=\"VEP1\",$D24=\"VEP2\"),Reference!$D$143,IF(OR($D24=\"VES1\",$D24=\"VES2\"),Reference!$D$143,IF(OR($D24=\"VEU1\",$D24=\"VEU2\"),Reference!$D$144,0)))),0)))),(IF($C24=\"Standard\",(IF(OR($D24=\"VEP1\",$D24=\"VEP2\"),Reference!$D$122,IF(OR($D24=\"VES1\",$D24=\"VES2\"),Reference!$D$122,IF(OR($D24=\"VEU1\",$D24=\"VEU2\"),Reference!$D$123,0)))),IF($C24=\"Silent\",(IF(OR($D24=\"VEP1\",$D24=\"VEP2\"),Reference!$D$122,IF(OR($D24=\"VES1\",$D24=\"VES2\"),Reference!$D$122,IF(OR($D24=\"VEU1\",$D24=\"VEU2\"),Reference!$D$123,0)))),IF($C24=\"Freeze\",(IF(OR($D24=\"VEP1\",$D24=\"VEP2\"),Reference!$D$140,IF(OR($D24=\"VES1\",$D24=\"VES2\"),Reference!$D$140,IF(OR($D24=\"VEU1\",$D24=\"VEU2\"),Reference!$D$141,0)))),0)))))),(IF($Z24=1,(IF($C24=\"Standard\",(IF(OR($D24=\"VEP1\",$D24=\"VEP2\"),Reference!$D$109,IF(OR($D24=\"VES1\",$D24=\"VES2\"),Reference!$D$110,IF(OR($D24=\"VEU1\",$D24=\"VEU2\"),Reference!$D$111,0)))),IF($C24=\"Silent\",(IF(OR($D24=\"VEP1\",$D24=\"VEP2\"),Reference!$D$109,IF(OR($D24=\"VES1\",$D24=\"VES2\"),Reference!$D$110,IF(OR($D24=\"VEU1\",$D24=\"VEU2\"),Reference!$D$111,0)))),IF($C24=\"Freeze\",(IF(OR($D24=\"VEP1\",$D24=\"VEP2\"),Reference!$D$112,IF(OR($D24=\"VES1\",$D24=\"VES2\"),Reference!$D$113,IF(OR($D24=\"VEU1\",$D24=\"VEU2\"),Reference!$D$114,0)))),0)))),(IF($C24=\"Standard\",(IF(OR($D24=\"VEP1\",$D24=\"VEP2\"),Reference!$D$91,IF(OR($D24=\"VES1\",$D24=\"VES2\"),Reference!$D$92,IF(OR($D24=\"VEU1\",$D24=\"VEU2\"),Reference!$D$93,0)))),IF($C24=\"Silent\",(IF(OR($D24=\"VEP1\",$D24=\"VEP2\"),Reference!$D$91,IF(OR($D24=\"VES1\",$D24=\"VES2\"),Reference!$D$92,IF(OR($D24=\"VEU1\",$D24=\"VEU2\"),Reference!$D$93,0)))),IF($C24=\"Freeze\",(IF(OR($D24=\"VEP1\",$D24=\"VEP2\"),Reference!$D$94,IF(OR($D24=\"VES1\",$D24=\"VES2\"),Reference!$D$95,IF(OR($D24=\"VEU1\",$D24=\"VEU2\"),Reference!$D$96,0)))),0)))))))","v":0},0,0,0,null,"No",0,0,0,0,{"$f":"IF(B24>0,(IF($BL24=1,IF($BN24=3,Reference!$C$194,IF($BN24=4,Reference!$C$196,IF($BN24=5,Reference!$C$198,0))),IF($BL24=2,IF($BN24=4,Reference!$C$195,IF($BN24=5,Reference!$C$197,IF($BN24=6,Reference!$C$199,0)))))),0)","v":0},{"$f":"IF(B24>0,(IF($BL24=1,IF($BN24=3,Reference!$D$194,IF($BN24=4,Reference!$D$196,IF($BN24=5,Reference!$D$198,0))),IF($BL24=2,IF($BN24=4,Reference!$D$195,IF($BN24=5,Reference!$D$197,IF($BN24=6,Reference!$D$199,0)))))),0)","v":0},{"$f":"IF(B24>0,(IF($BL24=1,IF($BN24=3,Reference!$E$194,IF($BN24=4,Reference!$E$196,IF($BN24=5,Reference!$E$198,0))),IF($BL24=2,IF($BN24=4,Reference!$E$195,IF($BN24=5,Reference!$E$197,IF($BN24=6,Reference!$E$199,0)))))),0)","v":0},0,0,null,{"$f":"IF($BS24=1,(IF($BT24=\"NU2\",Reference!$B$221,IF($BT24=\"NU2D\",Reference!$B$222,IF($BT24=\"NU5N\",Reference!$B$223,IF($BT24=\"NU5DN\",Reference!$B$224,IF($BT24=\"NU5DOData\",Reference!$B$225,IF($BT24=\"NU5DOFD\",Reference!$B$227,IF($BT24=\"NU5DF\",Reference!$B$226,\"\")))))))),0)","v":0},{"$f":"IF($BS24=1,(IF($BT24=\"NU2\",Reference!$D$221,IF($BT24=\"NU2D\",Reference!$D$222,IF($BT24=\"NU5N\",Reference!$D$223,IF($BT24=\"NU5DN\",Reference!$D$224,IF($BT24=\"NU5DOData\",Reference!$D$225,IF($BT24=\"NU5DOFD\",Reference!$D$227,IF($BT24=\"NU5DF\",Reference!$D$226,\"\")))))))),0)","v":0},{"$f":"IF($BS24=1,(IF($BT24=\"NU2\",Reference!$E$221,IF($BT24=\"NU2D\",Reference!$E$222,IF($BT24=\"NU5N\",Reference!$E$223,IF($BT24=\"NU5DN\",Reference!$E$224,IF($BT24=\"NU5DOData\",Reference!$E$225,IF($BT24=\"NU5DOFD\",Reference!$E$227,IF($BT24=\"NU5DF\",Reference!$E$226,\"\")))))))),0)","v":0},null,null,{"$f":"IF($BY24=\"AD-10-1960\",Reference!$G$232,IF($BY24=\"AD-10-1963\",Reference!$G$233,IF($BY24=\"AD-10-1966\",Reference!$G$237,IF($BY24=\"AD-10-1975\",Reference!$G$237,IF($BY24=\"AD-10-1980\",Reference!$G$238,\"\")))))","v":""},{"$f":"IF($BY24=\"AD-10-1960\",Reference!$F$232,IF($BY24=\"AD-10-1963\",Reference!$F$233,IF($BY24=\"AD-10-1966\",Reference!$F$237,IF($BY24=\"AD-10-1975\",Reference!$F$237,IF($BY24=\"AD-10-1980\",Reference!$F$238,\"\")))))","v":""},{"$f":"IF($BY24=\"AD-10-1960\",Reference!$E$232,IF($BY24=\"AD-10-1963\",Reference!$E$233,IF($BY24=\"AD-10-1966\",Reference!$E$237,IF($BY24=\"AD-10-1975\",Reference!$E$237,IF($BY24=\"AD-10-1980\",Reference!$E$238,\"\")))))","v":""},0,{"$f":"(IF($F24>0,(IF($CC24=\"AD-05-5400\",'Battery Consumption'!$D$5,IF($CC24=\"AD-05-5410\",'Battery Consumption'!$D$6,IF($CC24=\"AD-05-5405\",'Battery Consumption'!$D$7,IF($CC24=\"AD-05-5415\",'Battery Consumption'!$D$8,IF($CC24=\"AD-05-5425\",'Battery Consumption'!$D$9,IF($CC24=\"AD-05-5420\",'Battery Consumption'!$D$10,IF($CC24=\"AD-05-5430\",'Battery Consumption'!$D$11,IF($CC24=\"AD-05-5440\",'Battery Consumption'!$D$12,IF($CC24=\"AD-05-5435\",'Battery Consumption'!$D$13,IF($CC24=\"AD-05-5445\",'Battery Consumption'!$D$14,IF($CC24=\"AD-05-5455\",'Battery Consumption'!$D$15,IF($CC24=\"AD-05-5450\",'Battery Consumption'!$D$16,IF($CC24=\"AD-05-5460\",'Battery Consumption'!$D$17,IF($CC24=\"AD-05-5465\",'Battery Consumption'!$D$18,IF($CC24=\"AD-05-5470\",'Battery Consumption'!$D$19,IF($CC24=\"AD-05-5401\",'Battery Consumption'!$D$20,IF($CC24=\"AD-05-5413\",'Battery Consumption'!$D$21,IF($CC24=\"AD-05-5406\",'Battery Consumption'!$D$22,IF($CC24=\"AD-05-5416\",'Battery Consumption'!$D$23,IF($CC24=\"AD-05-5426\",'Battery Consumption'!$D$24,IF($CC24=\"AD-05-5421\",'Battery Consumption'!$D$25,IF($CC24=\"AD-05-5432\",'Battery Consumption'!$D$26,IF($CC24=\"AD-05-5441\",'Battery Consumption'!$D$27,IF($CC24=\"AD-05-5437\",'Battery Consumption'!$D$28,IF($CC24=\"AD-05-5446\",'Battery Consumption'!$D$29,IF($CC24=\"AD-05-5456\",'Battery Consumption'!$D$30,IF($CC24=\"AD-05-5451\",'Battery Consumption'!$D$31,IF($CC24=\"AD-05-5461\",'Battery Consumption'!$D$32,IF($CC24=\"AD-05-5471\",'Battery Consumption'!$D$33,IF($CC24=\"AD-05-5466\",'Battery Consumption'!$D$34,0))))))))))))))))))))))))))))))),0))","v":0},0,{"$f":"(IF($F24>0,(IF($CC24=\"AD-05-5400\",'Battery Consumption'!$E$5,IF($CC24=\"AD-05-5410\",'Battery Consumption'!$E$6,IF($CC24=\"AD-05-5405\",'Battery Consumption'!$E$7,IF($CC24=\"AD-05-5415\",'Battery Consumption'!$E$8,IF($CC24=\"AD-05-5425\",'Battery Consumption'!$E$9,IF($CC24=\"AD-05-5420\",'Battery Consumption'!$E$10,IF($CC24=\"AD-05-5430\",'Battery Consumption'!$E$11,IF($CC24=\"AD-05-5440\",'Battery Consumption'!$E$12,IF($CC24=\"AD-05-5435\",'Battery Consumption'!$E$13,IF($CC24=\"AD-05-5445\",'Battery Consumption'!$E$14,IF($CC24=\"AD-05-5455\",'Battery Consumption'!$E$15,IF($CC24=\"AD-05-5450\",'Battery Consumption'!$E$16,IF($CC24=\"AD-05-5460\",'Battery Consumption'!$E$17,IF($CC24=\"AD-05-5465\",'Battery Consumption'!$E$18,IF($CC24=\"AD-05-5470\",'Battery Consumption'!$E$19,IF($CC24=\"AD-05-5401\",'Battery Consumption'!$E$20,IF($CC24=\"AD-05-5413\",'Battery Consumption'!$E$21,IF($CC24=\"AD-05-5406\",'Battery Consumption'!$E$22,IF($CC24=\"AD-05-5416\",'Battery Consumption'!$E$23,IF($CC24=\"AD-05-5426\",'Battery Consumption'!$E$24,IF($CC24=\"AD-05-5421\",'Battery Consumption'!$E$25,IF($CC24=\"AD-05-5432\",'Battery Consumption'!$E$26,IF($CC24=\"AD-05-5441\",'Battery Consumption'!$E$27,IF($CC24=\"AD-05-5437\",'Battery Consumption'!$E$28,IF($CC24=\"AD-05-5446\",'Battery Consumption'!$E$29,IF($CC24=\"AD-05-5456\",'Battery Consumption'!$E$30,IF($CC24=\"AD-05-5451\",'Battery Consumption'!$E$31,IF($CC24=\"AD-05-5461\",'Battery Consumption'!$E$32,IF($CC24=\"AD-05-5471\",'Battery Consumption'!$E$33,IF($CC24=\"AD-05-5466\",'Battery Consumption'!$E$34,0))))))))))))))))))))))))))))))),0))","v":0},0,0,{"$f":"IF($F24>0,(IF($CH24<12,Reference!$J$259,IF($CH24<24,Reference!$J$260,IF($CH24<65,Reference!$J$260,\"Get your own\")))),0)","v":0},{"$f":"IF($F24>0,(IF($CH24<12,Reference!$F$259,IF($CH24<24,Reference!$F$260,IF($CH24<65,Reference!$F$260,\"Get your own\")))),0)","v":0},{"$f":"IF($F24>0,(IF($CH24<12,Reference!$H$259,IF($CH24<24,Reference!$H$260,IF($CH24<65,Reference!$H$260,\"Get your own\")))),0)","v":0},null,null,null,"AD-05-5410","FM-ProSens Ul Silent-TP1",0,"FM"]
[21,null,null,0,{"$f":"IF(B25=\"VEP-A00-1P\",+Reference!$C$15,IF(B25=\"VEP-A00-P-1P\",+Reference!$C$16,IF(B25=\"VEP-A00-P-2P\",+Reference!$C$17,IF(B25=\"VEP-A00-P-3P\",+Reference!$C$18,IF(B25=\"VEP-A00-P-4P\",+Reference!$C$19,IF(B25=\"VES-A00-P-1P\",+Reference!$C$20,IF(B25=\"VES-A00-P-2P\",+Reference!$C$21,IF(B25=\"VES-A00-P-3P\",+Reference!$C$22,IF(B25=\"VES-A00-P-4P\",+Reference!$C$23,IF(B25=\"VEU-A00-P-1P\",+Reference!$C$24,IF(B25=\"VEU-A00-P-2P\",+Reference!$C$25,IF(B25=\"VEU-A00-P-3P\",+Reference!$C$26,IF(B25=\"VEU-A00-P-4P\",+Reference!$C$27,IF(B25=\"To Select\",\"Pending\",0))))))))))))))","v":0},null,0,null,null,null,null,null,null,null,null,null,null,null,null,null,null,null,null,null,null,null,0,null,null,{"$f":"IF($A$2=\"UL\",(IF($AN25=1,(IF(AND($W25=1, $V25=1),Reference!$C$56,IF(AND($X25=1, $V25=1),Reference!$C$59,IF(AND($Y25=1, $V25=1),Reference!$C$57,IF(AND($W25=1, $V25=2),Reference!$C$57,IF(AND($X25=1, $V25=2),Reference!$C$60,IF(AND($Y25=1, $V25=2),Reference!$C$63,IF(AND($W25=1, $V25=3),Reference!$C$58,IF(AND($X25=1, $V25=3),Reference!$C$61,IF(AND($Y25=1, $V25=3),Reference!$C$64,0)))))))))),(IF($V25=0,0,IF($V25=1,Reference!$C$53,IF($V25=2,Reference!$C$54,IF($V25=3,Reference!$C$55,0))))))),(IF($AN25=1,(IF(AND($W25=1, $V25=1),Reference!$C$41,IF(AND($X25=1, $V25=1),Reference!$C$44,IF(AND($Y25=1, $V25=1),Reference!$C$42,IF(AND($W25=1, $V25=2),Reference!$C$42,IF(AND($X25=1, $V25=2),Reference!$C$45,IF(AND($Y25=1, $V25=2),Reference!$C$48,IF(AND($W25=1, $V25=3),Reference!$C$43,IF(AND($X25=1, $V25=3),Reference!$C$46,IF(AND($Y25=1, $V25=3),Reference!$C$49,0)))))))))),(IF($V25=0,0,IF($V25=1,Reference!$C$38,IF($V25=2,Reference!$C$39,IF($V25=3,Reference!$C$40,0))))))))","v":0},{"$f":"IF($A$2=\"UL\",(IF($AN25=1,(IF(AND($W25=1, $V25=1),Reference!$B$56,IF(AND($X25=1, $V25=1),Reference!$B$59,IF(AND($Y25=1, $V25=1),Reference!$B$57,IF(AND($W25=1, $V25=2),Reference!$B$57,IF(AND($X25=1, $V25=2),Reference!$B$60,IF(AND($Y25=1, $V25=2),Reference!$B$63,IF(AND($W25=1, $V25=3),Reference!$B$58,IF(AND($X25=1, $V25=3),Reference!$B$61,IF(AND($Y25=1, $V25=3),Reference!$B$64,0)))))))))),(IF($V25=0,0,IF($V25=1,Reference!$B$53,IF($V25=2,Reference!$B$54,IF($V25=3,Reference!$B$55,0))))))),(IF($AN25=1,(IF(AND($W25=1, $V25=1),Reference!$B$41,IF(AND($X25=1, $V25=1),Reference!$B$44,IF(AND($Y25=1, $V25=1),Reference!$B$42,IF(AND($W25=1, $V25=2),Reference!$B$42,IF(AND($X25=1, $V25=2),Reference!$B$45,IF(AND($Y25=1, $V25=2),Reference!$B$48,IF(AND($W25=1, $V25=3),Reference!$B$43,IF(AND($X25=1, $V25=3),Reference!$B$46,IF(AND($Y25=1, $V25=3),Reference!$B$49,0)))))))))),(IF($V25=0,0,IF($V25=1,Reference!$B$38,IF($V25=2,Reference!$B$39,IF($V25=3,Reference!$B$40,0))))))))","v":0},0,{"$f":"IF($AN25=1,(IF(AND($W25=1, $V25=1),Reference!$G$41,IF(AND($X25=1, $V25=1),Reference!$G$44,IF(AND($Y25=1, $V25=1),Reference!$G$42,IF(AND($W25=1, $V25=2),Reference!$G$42,IF(AND($X25=1, $V25=2),Reference!$G$45,IF(AND($Y25=1, $V25=2),Reference!$G$48,IF(AND($W25=1, $V25=3),Reference!$G$43,IF(AND($X25=1, $V25=3),Reference!$G$46,IF(AND($Y25=1, $V25=3),Reference!$G$49,0)))))))))),(IF($V25=0,0,IF($V25=1,Reference!$G$38,IF($V25=2,Reference!$G$39,IF($V25=3,Reference!$G$40,))))))","v":0},0,0,0,0,0,0,0,0,null,null,0,null,0,null,null,null,null,null,0,null,{"$f":"IF($A$2=\"UL\",(IF($Z25=1,(IF($C25=\"Standard\",(IF(OR($D25=\"VEP1\",$D25=\"VEP2\"),Reference!$B$140,IF(OR($D25=\"VES1\",$D25=\"VES2\"),Reference!$B$140,IF(OR($D25=\"VEU1\",$D25=\"VEU2\"),Reference!$B$141,0)))),IF($C25=\"Silent\",(IF(OR($D25=\"VEP1\",$D25=\"VEP2\"),Reference!$B$140,IF(OR($D25=\"VES1\",$D25=\"VES2\"),Reference!$B$140,IF(OR($D25=\"VEU1\",$D25=\"VEU2\"),Reference!$B$141,0)))),IF($C25=\"Freeze\",(IF(OR($D25=\"VEP1\",$D25=\"VEP2\"),Reference!$B$143,IF(OR($D25=\"VES1\",$D25=\"VES2\"),Reference!$B$143,IF(OR($D25=\"VEU1\",$D25=\"VEU2\"),Reference!$B$144,0)))),0)))),(IF($C25=\"Standard\",(IF(OR($D25=\"VEP1\",$D25=\"VEP2\"),Reference!$B$122,IF(OR($D25=\"VES1\",$D25=\"VES2\"),Reference!$B$122,IF(OR($D25=\"VEU1\",$D25=\"VEU2\"),Reference!$B$123,0)))),IF($C25=\"Silent\",(IF(OR($D25=\"VEP1\",$D25=\"VEP2\"),Reference!$B$122,IF(OR($D25=\"VES1\",$D25=\"VES2\"),Reference!$B$122,IF(OR($D25=\"VEU1\",$D25=\"VEU2\"),Reference!$B$123,0)))),IF($C25=\"Freeze\",(IF(OR($D25=\"VEP1\",$D25=\"VEP2\"),Reference!$B$140,IF(OR($D25=\"VES1\",$D25=\"VES2\"),Reference!$B$140,IF(OR($D25=\"VEU1\",$D25=\"VEU2\"),Reference!$B$141,0)))),0)))))),(IF($Z25=1,(IF($C25=\"Standard\",(IF(OR($D25=\"VEP1\",$D25=\"VEP2\"),Reference!$B$109,IF(OR($D25=\"VES1\",$D25=\"VES2\"),Reference!$B$110,IF(OR($D25=\"VEU1\",$D25=\"VEU2\"),Reference!$B$111,0)))),IF($C25=\"Silent\",(IF(OR($D25=\"VEP1\",$D25=\"VEP2\"),Reference!$B$109,IF(OR($D25=\"VES1\",$D25=\"VES2\"),Reference!$B$110,IF(OR($D25=\"VEU1\",$D25=\"VEU2\"),Reference!$B$111,0)))),IF($C25=\"Freeze\",(IF(OR($D25=\"VEP1\",$D25=\"VEP2\"),Reference!$B$112,IF(OR($D25=\"VES1\",$D25=\"VES2\"),Reference!$B$113,IF(OR($D25=\"VEU1\",$D25=\"VEU2\"),Reference!$B$114,0)))),0)))),(IF($C25=\"Standard\",(IF(OR($D25=\"VEP1\",$D25=\"VEP2\"),Reference!$B$91,IF(OR($D25=\"VES1\",$D25=\"VES2\"),Reference!$B$92,IF(OR($D25=\"VEU1\",$D25=\"VEU2\"),Reference!$B$93,0)))),IF($C25=\"Silent\",(IF(OR($D25=\"VEP1\",$D25=\"VEP2\"),Reference!$B$91,IF(OR($D25=\"VES1\",$D25=\"VES2\"),Reference!$B$92,IF(OR($D25=\"VEU1\",$D25=\"VEU2\"),Reference!$B$93,0)))),IF($C25=\"Freeze\",(IF(OR($D25=\"VEP1\",$D25=\"VEP2\"),Reference!$B$94,IF(OR($D25=\"VES1\",$D25=\"VES2\"),Reference!$B$95,IF(OR($D25=\"VEU1\",$D25=\"VEU2\"),Reference!$B$96,0)))),0)))))))","v":0},0,{"$f":"IF($A$2=\"UL\",(IF($Z25=1,(IF($C25=\"Standard\",(IF(OR($D25=\"VEP1\",$D25=\"VEP2\"),Reference!$C$140,IF(OR($D25=\"VES1\",$D25=\"VES2\"),Reference!$C$140,IF(OR($D25=\"VEU1\",$D25=\"VEU2\"),Reference!$C$141,0)))),IF($C25=\"Silent\",(IF(OR($D25=\"VEP1\",$D25=\"VEP2\"),Reference!$C$140,IF(OR($D25=\"VES1\",$D25=\"VES2\"),Reference!$C$140,IF(OR($D25=\"VEU1\",$D25=\"VEU2\"),Reference!$C$141,0)))),IF($C25=\"Freeze\",(IF(OR($D25=\"VEP1\",$D25=\"VEP2\"),Reference!$C$143,IF(OR($D25=\"VES1\",$D25=\"VES2\"),Reference!$C$143,IF(OR($D25=\"VEU1\",$D25=\"VEU2\"),Reference!$C$144,0)))),0)))),(IF($C25=\"Standard\",(IF(OR($D25=\"VEP1\",$D25=\"VEP2\"),Reference!$C$122,IF(OR($D25=\"VES1\",$D25=\"VES2\"),Reference!$C$122,IF(OR($D25=\"VEU1\",$D25=\"VEU2\"),Reference!$C$123,0)))),IF($C25=\"Silent\",(IF(OR($D25=\"VEP1\",$D25=\"VEP2\"),Reference!$C$122,IF(OR($D25=\"VES1\",$D25=\"VES2\"),Reference!$C$122,IF(OR($D25=\"VEU1\",$D25=\"VEU2\"),Reference!$C$123,0)))),IF($C25=\"Freeze\",(IF(OR($D25=\"VEP1\",$D25=\"VEP2\"),Reference!$C$140,IF(OR($D25=\"VES1\",$D25=\"VES2\"),Reference!$C$140,IF(OR($D25=\"VEU1\",$D25=\"VEU2\"),Reference!$C$141,0)))),0)))))),(IF($Z25=1,(IF($C25=\"Standard\",(IF(OR($D25=\"VEP1\",$D25=\"VEP2\"),Reference!$C$109,IF(OR($D25=\"VES1\",$D25=\"VES2\"),Reference!$C$110,IF(OR($D25=\"VEU1\",$D25=\"VEU2\"),Reference!$C$111,0)))),IF($C25=\"Silent\",(IF(OR($D25=\"VEP1\",$D25=\"VEP2\"),Reference!$C$109,IF(OR($D25=\"VES1\",$D25=\"VES2\"),Reference!$C$110,IF(OR($D25=\"VEU1\",$D25=\"VEU2\"),Reference!$C$111,0)))),IF($C25=\"Freeze\",(IF(OR($D25=\"VEP1\",$D25=\"VEP2\"),Reference!$C$112,IF(OR($D25=\"VES1\",$D25=\"VES2\"),Reference!$C$113,IF(OR($D25=\"VEU1\",$D25=\"VEU2\"),Reference!$C$114,0)))),0)))),(IF($C25=\"Standard\",(IF(OR($D25=\"VEP1\",$D25=\"VEP2\"),Reference!$C$91,IF(OR($D25=\"VES1\",$D25=\"VES2\"),Reference!$C$92,IF(OR($D25=\"VEU1\",$D25=\"VEU2\"),Reference!$C$93,0)))),IF($C25=\"Silent\",(IF(OR($D25=\"VEP1\",$D25=\"VEP2\"),Reference!$C$91,IF(OR($D25=\"VES1\",$D25=\"VES2\"),Reference!$C$92,IF(OR($D25=\"VEU1\",$D25=\"VEU2\"),Reference!$C$93,0)))),IF($C25=\"Freeze\",(IF(OR($D25=\"VEP1\",$D25=\"VEP2\"),Reference!$C$94,IF(OR($D25=\"VES1\",$D25=\"VES2\"),Reference!$C$95,IF(OR($D25=\"VEU1\",$D25=\"VEU2\"),Reference!$C$96,0)))),0)))))))","v":0},{"$f":"IF($A$2=\"UL\",(IF($Z25=1,(IF($C25=\"Standard\",(IF(OR($D25=\"VEP1\",$D25=\"VEP2\"),Reference!$D$140,IF(OR($D25=\"VES1\",$D25=\"VES2\"),Reference!$D$140,IF(OR($D25=\"VEU1\",$D25=\"VEU2\"),Reference!$D$141,0)))),IF($C25=\"Silent\",(IF(OR($D25=\"VEP1\",$D25=\"VEP2\"),Reference!$D$140,IF(OR($D25=\"VES1\",$D25=\"VES2\"),Reference!$D$140,IF(OR($D25=\"VEU1\",$D25=\"VEU2\"),Reference!$D$141,0)))),IF($C25=\"Freeze\",(IF(OR($D25=\"VEP1\",$D25=\"VEP2\"),Reference!$D$143,IF(OR($D25=\"VES1\",$D25=\"VES2\"),Reference!$D$143,IF(OR($D25=\"VEU1\",$D25=\"VEU2\"),Reference!$D$144,0)))),0)))),(IF($C25=\"Standard\",(IF(OR($D25=\"VEP1\",$D25=\"VEP2\"),Reference!$D$122,IF(OR($D25=\"VES1\",$D25=\"VES2\"),Reference!$D$122,IF(OR($D25=\"VEU1\",$D25=\"VEU2\"),Reference!$D$123,0)))),IF($C25=\"Silent\",(IF(OR($D25=\"VEP1\",$D25=\"VEP2\"),Reference!$D$122,IF(OR($D25=\"VES1\",$D25=\"VES2\"),Reference!$D$122,IF(OR($D25=\"VEU1\",$D25=\"VEU2\"),Reference!$D$123,0)))),IF($C25=\"Freeze\",(IF(OR($D25=\"VEP1\",$D25=\"VEP2\"),Reference!$D$140,IF(OR($D25=\"VES1\",$D25=\"VES2\"),Reference!$D$140,IF(OR($D25=\"VEU1\",$D25=\"VEU2\"),Reference!$D$141,0)))),0)))))),(IF($Z25=1,(IF($C25=\"Standard\",(IF(OR($D25=\"VEP1\",$D25=\"VEP2\"),Reference!$D$109,IF(OR($D25=\"VES1\",$D25=\"VES2\"),Reference!$D$110,IF(OR($D25=\"VEU1\",$D25=\"VEU2\"),Reference!$D$111,0)))),IF($C25=\"Silent\",(IF(OR($D25=\"VEP1\",$D25=\"VEP2\"),Reference!$D$109,IF(OR($D25=\"VES1\",$D25=\"VES2\"),Reference!$D$110,IF(OR($D25=\"VEU1\",$D25=\"VEU2\"),Reference!$D$111,0)))),IF($C25=\"Freeze\",(IF(OR($D25=\"VEP1\",$D25=\"VEP2\"),Reference!$D$112,IF(OR($D25=\"VES1\",$D25=\"VES2\"),Reference!$D$113,IF(OR($D25=\"VEU1\",$D25=\"VEU2\"),Reference!$D$114,0)))),0)))),(IF($C25=\"Standard\",(IF(OR($D25=\"VEP1\",$D25=\"VEP2\"),Reference!$D$91,IF(OR($D25=\"VES1\",$D25=\"VES2\"),Reference!$D$92,IF(OR($D25=\"VEU1\",$D25=\"VEU2\"),Reference!$D$93,0)))),IF($C25=\"Silent\",(IF(OR($D25=\"VEP1\",$D25=\"VEP2\"),Reference!$D$91,IF(OR($D25=\"VES1\",$D25=\"VES2\"),Reference!$D$92,IF(OR($D25=\"VEU1\",$D25=\"VEU2\"),Reference!$D$93,0)))),IF($C25=\"Freeze\",(IF(OR($D25=\"VEP1\",$D25=\"VEP2\"),Reference!$D$94,IF(OR($D25=\"VES1\",$D25=\"VES2\"),Reference!$D$95,IF(OR($D25=\"VEU1\",$D25=\"VEU2\"),Reference!$D$96,0)))),0)))))))","v":0},0,0,0,null,"No",0,0,0,0,{"$f":"IF(B25>0,(IF($BL25=1,IF($BN25=3,Reference!$C$194,IF($BN25=4,Reference!$C$196,IF($BN25=5,Reference!$C$198,0))),IF($BL25=2,IF($BN25=4,Reference!$C$195,IF($BN25=5,Reference!$C$197,IF($BN25=6,Reference!$C$199,0)))))),0)","v":0},{"$f":"IF(B25>0,(IF($BL25=1,IF($BN25=3,Reference!$D$194,IF($BN25=4,Reference!$D$196,IF($BN25=5,Reference!$D$198,0))),IF($BL25=2,IF($BN25=4,Reference!$D$195,IF($BN25=5,Reference!$D$197,IF($BN25=6,Reference!$D$199,0)))))),0)","v":0},{"$f":"IF(B25>0,(IF($BL25=1,IF($BN25=3,Reference!$E$194,IF($BN25=4,Reference!$E$196,IF($BN25=5,Reference!$E$198,0))),IF($BL25=2,IF($BN25=4,Reference!$E$195,IF($BN25=5,Reference!$E$197,IF($BN25=6,Reference!$E$199,0)))))),0)","v":0},0,0,null,{"$f":"IF($BS25=1,(IF($BT25=\"NU2\",Reference!$B$221,IF($BT25=\"NU2D\",Reference!$B$222,IF($BT25=\"NU5N\",Reference!$B$223,IF($BT25=\"NU5DN\",Reference!$B$224,IF($BT25=\"NU5DOData\",Reference!$B$225,IF($BT25=\"NU5DOFD\",Reference!$B$227,IF($BT25=\"NU5DF\",Reference!$B$226,\"\")))))))),0)","v":0},{"$f":"IF($BS25=1,(IF($BT25=\"NU2\",Reference!$D$221,IF($BT25=\"NU2D\",Reference!$D$222,IF($BT25=\"NU5N\",Reference!$D$223,IF($BT25=\"NU5DN\",Reference!$D$224,IF($BT25=\"NU5DOData\",Reference!$D$225,IF($BT25=\"NU5DOFD\",Reference!$D$227,IF($BT25=\"NU5DF\",Reference!$D$226,\"\")))))))),0)","v":0},{"$f":"IF($BS25=1,(IF($BT25=\"NU2\",Reference!$E$221,IF($BT25=\"NU2D\",Reference!$E$222,IF($BT25=\"NU5N\",Reference!$E$223,IF($BT25=\"NU5DN\",Reference!$E$224,IF($BT25=\"NU5DOData\",Reference!$E$225,IF($BT25=\"NU5DOFD\",Reference!$E$227,IF($BT25=\"NU5DF\",Reference!$E$226,\"\")))))))),0)","v":0},null,null,{"$f":"IF($BY25=\"AD-10-1960\",Reference!$G$232,IF($BY25=\"AD-10-1963\",Reference!$G$233,IF($BY25=\"AD-10-1966\",Reference!$G$237,IF($BY25=\"AD-10-1975\",Reference!$G$237,IF($BY25=\"AD-10-1980\",Reference!$G$238,\"\")))))","v":""},{"$f":"IF($BY25=\"AD-10-1960\",Reference!$F$232,IF($BY25=\"AD-10-1963\",Reference!$F$233,IF($BY25=\"AD-10-1966\",Reference!$F$237,IF($BY25=\"AD-10-1975\",Reference!$F$237,IF($BY25=\"AD-10-1980\",Reference!$F$238,\"\")))))","v":""},{"$f":"IF($BY25=\"AD-10-1960\",Reference!$E$232,IF($BY25=\"AD-10-1963\",Reference!$E$233,IF($BY25=\"AD-10-1966\",Reference!$E$237,IF($BY25=\"AD-10-1975\",Reference!$E$237,IF($BY25=\"AD-10-1980\",Reference!$E$238,\"\")))))","v":""},0,{"$f":"(IF($F25>0,(IF($CC25=\"AD-05-5400\",'Battery Consumption'!$D$5,IF($CC25=\"AD-05-5410\",'Battery Consumption'!$D$6,IF($CC25=\"AD-05-5405\",'Battery Consumption'!$D$7,IF($CC25=\"AD-05-5415\",'Battery Consumption'!$D$8,IF($CC25=\"AD-05-5425\",'Battery Consumption'!$D$9,IF($CC25=\"AD-05-5420\",'Battery Consumption'!$D$10,IF($CC25=\"AD-05-5430\",'Battery Consumption'!$D$11,IF($CC25=\"AD-05-5440\",'Battery Consumption'!$D$12,IF($CC25=\"AD-05-5435\",'Battery Consumption'!$D$13,IF($CC25=\"AD-05-5445\",'Battery Consumption'!$D$14,IF($CC25=\"AD-05-5455\",'Battery Consumption'!$D$15,IF($CC25=\"AD-05-5450\",'Battery Consumption'!$D$16,IF($CC25=\"AD-05-5460\",'Battery Consumption'!$D$17,IF($CC25=\"AD-05-5465\",'Battery Consumption'!$D$18,IF($CC25=\"AD-05-5470\",'Battery Consumption'!$D$19,IF($CC25=\"AD-05-5401\",'Battery Consumption'!$D$20,IF($CC25=\"AD-05-5413\",'Battery Consumption'!$D$21,IF($CC25=\"AD-05-5406\",'Battery Consumption'!$D$22,IF($CC25=\"AD-05-5416\",'Battery Consumption'!$D$23,IF($CC25=\"AD-05-5426\",'Battery Consumption'!$D$24,IF($CC25=\"AD-05-5421\",'Battery Consumption'!$D$25,IF($CC25=\"AD-05-5432\",'Battery Consumption'!$D$26,IF($CC25=\"AD-05-5441\",'Battery Consumption'!$D$27,IF($CC25=\"AD-05-5437\",'Battery Consumption'!$D$28,IF($CC25=\"AD-05-5446\",'Battery Consumption'!$D$29,IF($CC25=\"AD-05-5456\",'Battery Consumption'!$D$30,IF($CC25=\"AD-05-5451\",'Battery Consumption'!$D$31,IF($CC25=\"AD-05-5461\",'Battery Consumption'!$D$32,IF($CC25=\"AD-05-5471\",'Battery Consumption'!$D$33,IF($CC25=\"AD-05-5466\",'Battery Consumption'!$D$34,0))))))))))))))))))))))))))))))),0))","v":0},0,{"$f":"(IF($F25>0,(IF($CC25=\"AD-05-5400\",'Battery Consumption'!$E$5,IF($CC25=\"AD-05-5410\",'Battery Consumption'!$E$6,IF($CC25=\"AD-05-5405\",'Battery Consumption'!$E$7,IF($CC25=\"AD-05-5415\",'Battery Consumption'!$E$8,IF($CC25=\"AD-05-5425\",'Battery Consumption'!$E$9,IF($CC25=\"AD-05-5420\",'Battery Consumption'!$E$10,IF($CC25=\"AD-05-5430\",'Battery Consumption'!$E$11,IF($CC25=\"AD-05-5440\",'Battery Consumption'!$E$12,IF($CC25=\"AD-05-5435\",'Battery Consumption'!$E$13,IF($CC25=\"AD-05-5445\",'Battery Consumption'!$E$14,IF($CC25=\"AD-05-5455\",'Battery Consumption'!$E$15,IF($CC25=\"AD-05-5450\",'Battery Consumption'!$E$16,IF($CC25=\"AD-05-5460\",'Battery Consumption'!$E$17,IF($CC25=\"AD-05-5465\",'Battery Consumption'!$E$18,IF($CC25=\"AD-05-5470\",'Battery Consumption'!$E$19,IF($CC25=\"AD-05-5401\",'Battery Consumption'!$E$20,IF($CC25=\"AD-05-5413\",'Battery Consumption'!$E$21,IF($CC25=\"AD-05-5406\",'Battery Consumption'!$E$22,IF($CC25=\"AD-05-5416\",'Battery Consumption'!$E$23,IF($CC25=\"AD-05-5426\",'Battery Consumption'!$E$24,IF($CC25=\"AD-05-5421\",'Battery Consumption'!$E$25,IF($CC25=\"AD-05-5432\",'Battery Consumption'!$E$26,IF($CC25=\"AD-05-5441\",'Battery Consumption'!$E$27,IF($CC25=\"AD-05-5437\",'Battery Consumption'!$E$28,IF($CC25=\"AD-05-5446\",'Battery Consumption'!$E$29,IF($CC25=\"AD-05-5456\",'Battery Consumption'!$E$30,IF($CC25=\"AD-05-5451\",'Battery Consumption'!$E$31,IF($CC25=\"AD-05-5461\",'Battery Consumption'!$E$32,IF($CC25=\"AD-05-5471\",'Battery Consumption'!$E$33,IF($CC25=\"AD-05-5466\",'Battery Consumption'!$E$34,0))))))))))))))))))))))))))))))),0))","v":0},0,0,{"$f":"IF($F25>0,(IF($CH25<12,Reference!$J$259,IF($CH25<24,Reference!$J$260,IF($CH25<65,Reference!$J$260,\"Get your own\")))),0)","v":0},{"$f":"IF($F25>0,(IF($CH25<12,Reference!$F$259,IF($CH25<24,Reference!$F$260,IF($CH25<65,Reference!$F$260,\"Get your own\")))),0)","v":0},{"$f":"IF($F25>0,(IF($CH25<12,Reference!$H$259,IF($CH25<24,Reference!$H$260,IF($CH25<65,Reference!$H$260,\"Get your own\")))),0)","v":0},null,null,null,"AD-05-5405","FM-ProSens UL Freeze -TP1",0,"FM"]
[22,null,null,0,{"$f":"IF(B26=\"VEP-A00-1P\",+Reference!$C$15,IF(B26=\"VEP-A00-P-1P\",+Reference!$C$16,IF(B26=\"VEP-A00-P-2P\",+Reference!$C$17,IF(B26=\"VEP-A00-P-3P\",+Reference!$C$18,IF(B26=\"VEP-A00-P-4P\",+Reference!$C$19,IF(B26=\"VES-A00-P-1P\",+Reference!$C$20,IF(B26=\"VES-A00-P-2P\",+Reference!$C$21,IF(B26=\"VES-A00-P-3P\",+Reference!$C$22,IF(B26=\"VES-A00-P-4P\",+Reference!$C$23,IF(B26=\"VEU-A00-P-1P\",+Reference!$C$24,IF(B26=\"VEU-A00-P-2P\",+Reference!$C$25,IF(B26=\"VEU-A00-P-3P\",+Reference!$C$26,IF(B26=\"VEU-A00-P-4P\",+Reference!$C$27,IF(B26=\"To Select\",\"Pending\",0))))))))))))))","v":0},null,0,null,null,null,null,null,null,null,null,null,null,null,null,null,null,null,null,null,null,null,0,null,null,{"$f":"IF($A$2=\"UL\",(IF($AN26=1,(IF(AND($W26=1, $V26=1),Reference!$C$56,IF(AND($X26=1, $V26=1),Reference!$C$59,IF(AND($Y26=1, $V26=1),Reference!$C$57,IF(AND($W26=1, $V26=2),Reference!$C$57,IF(AND($X26=1, $V26=2),Reference!$C$60,IF(AND($Y26=1, $V26=2),Reference!$C$63,IF(AND($W26=1, $V26=3),Reference!$C$58,IF(AND($X26=1, $V26=3),Reference!$C$61,IF(AND($Y26=1, $V26=3),Reference!$C$64,0)))))))))),(IF($V26=0,0,IF($V26=1,Reference!$C$53,IF($V26=2,Reference!$C$54,IF($V26=3,Reference!$C$55,0))))))),(IF($AN26=1,(IF(AND($W26=1, $V26=1),Reference!$C$41,IF(AND($X26=1, $V26=1),Reference!$C$44,IF(AND($Y26=1, $V26=1),Reference!$C$42,IF(AND($W26=1, $V26=2),Reference!$C$42,IF(AND($X26=1, $V26=2),Reference!$C$45,IF(AND($Y26=1, $V26=2),Reference!$C$48,IF(AND($W26=1, $V26=3),Reference!$C$43,IF(AND($X26=1, $V26=3),Reference!$C$46,IF(AND($Y26=1, $V26=3),Reference!$C$49,0)))))))))),(IF($V26=0,0,IF($V26=1,Reference!$C$38,IF($V26=2,Reference!$C$39,IF($V26=3,Reference!$C$40,0))))))))","v":0},{"$f":"IF($A$2=\"UL\",(IF($AN26=1,(IF(AND($W26=1, $V26=1),Reference!$B$56,IF(AND($X26=1, $V26=1),Reference!$B$59,IF(AND($Y26=1, $V26=1),Reference!$B$57,IF(AND($W26=1, $V26=2),Reference!$B$57,IF(AND($X26=1, $V26=2),Reference!$B$60,IF(AND($Y26=1, $V26=2),Reference!$B$63,IF(AND($W26=1, $V26=3),Reference!$B$58,IF(AND($X26=1, $V26=3),Reference!$B$61,IF(AND($Y26=1, $V26=3),Reference!$B$64,0)))))))))),(IF($V26=0,0,IF($V26=1,Reference!$B$53,IF($V26=2,Reference!$B$54,IF($V26=3,Reference!$B$55,0))))))),(IF($AN26=1,(IF(AND($W26=1, $V26=1),Reference!$B$41,IF(AND($X26=1, $V26=1),Reference!$B$44,IF(AND($Y26=1, $V26=1),Reference!$B$42,IF(AND($W26=1, $V26=2),Reference!$B$42,IF(AND($X26=1, $V26=2),Reference!$B$45,IF(AND($Y26=1, $V26=2),Reference!$B$48,IF(AND($W26=1, $V26=3),Reference!$B$43,IF(AND($X26=1, $V26=3),Reference!$B$46,IF(AND($Y26=1, $V26=3),Reference!$B$49,0)))))))))),(IF($V26=0,0,IF($V26=1,Reference!$B$38,IF($V26=2,Reference!$B$39,IF($V26=3,Reference!$B$40,0))))))))","v":0},0,{"$f":"IF($AN26=1,(IF(AND($W26=1, $V26=1),Reference!$G$41,IF(AND($X26=1, $V26=1),Reference!$G$44,IF(AND($Y26=1, $V26=1),Reference!$G$42,IF(AND($W26=1, $V26=2),Reference!$G$42,IF(AND($X26=1, $V26=2),Reference!$G$45,IF(AND($Y26=1, $V26=2),Reference!$G$48,IF(AND($W26=1, $V26=3),Reference!$G$43,IF(AND($X26=1, $V26=3),Reference!$G$46,IF(AND($Y26=1, $V26=3),Reference!$G$49,0)))))))))),(IF($V26=0,0,IF($V26=1,Reference!$G$38,IF($V26=2,Reference!$G$39,IF($V26=3,Reference!$G$40,))))))","v":0},0,0,0,0,0,0,0,0,null,null,0,null,0,null,null,null,null,null,0,null,{"$f":"IF($A$2=\"UL\",(IF($Z26=1,(IF($C26=\"Standard\",(IF(OR($D26=\"VEP1\",$D26=\"VEP2\"),Reference!$B$140,IF(OR($D26=\"VES1\",$D26=\"VES2\"),Reference!$B$140,IF(OR($D26=\"VEU1\",$D26=\"VEU2\"),Reference!$B$141,0)))),IF($C26=\"Silent\",(IF(OR($D26=\"VEP1\",$D26=\"VEP2\"),Reference!$B$140,IF(OR($D26=\"VES1\",$D26=\"VES2\"),Reference!$B$140,IF(OR($D26=\"VEU1\",$D26=\"VEU2\"),Reference!$B$141,0)))),IF($C26=\"Freeze\",(IF(OR($D26=\"VEP1\",$D26=\"VEP2\"),Reference!$B$143,IF(OR($D26=\"VES1\",$D26=\"VES2\"),Reference!$B$143,IF(OR($D26=\"VEU1\",$D26=\"VEU2\"),Reference!$B$144,0)))),0)))),(IF($C26=\"Standard\",(IF(OR($D26=\"VEP1\",$D26=\"VEP2\"),Reference!$B$122,IF(OR($D26=\"VES1\",$D26=\"VES2\"),Reference!$B$122,IF(OR($D26=\"VEU1\",$D26=\"VEU2\"),Reference!$B$123,0)))),IF($C26=\"Silent\",(IF(OR($D26=\"VEP1\",$D26=\"VEP2\"),Reference!$B$122,IF(OR($D26=\"VES1\",$D26=\"VES2\"),Reference!$B$122,IF(OR($D26=\"VEU1\",$D26=\"VEU2\"),Reference!$B$123,0)))),IF($C26=\"Freeze\",(IF(OR($D26=\"VEP1\",$D26=\"VEP2\"),Reference!$B$140,IF(OR($D26=\"VES1\",$D26=\"VES2\"),Reference!$B$140,IF(OR($D26=\"VEU1\",$D26=\"VEU2\"),Reference!$B$141,0)))),0)))))),(IF($Z26=1,(IF($C26=\"Standard\",(IF(OR($D26=\"VEP1\",$D26=\"VEP2\"),Reference!$B$109,IF(OR($D26=\"VES1\",$D26=\"VES2\"),Reference!$B$110,IF(OR($D26=\"VEU1\",$D26=\"VEU2\"),Reference!$B$111,0)))),IF($C26=\"Silent\",(IF(OR($D26=\"VEP1\",$D26=\"VEP2\"),Reference!$B$109,IF(OR($D26=\"VES1\",$D26=\"VES2\"),Reference!$B$110,IF(OR($D26=\"VEU1\",$D26=\"VEU2\"),Reference!$B$111,0)))),IF($C26=\"Freeze\",(IF(OR($D26=\"VEP1\",$D26=\"VEP2\"),Reference!$B$112,IF(OR($D26=\"VES1\",$D26=\"VES2\"),Reference!$B$113,IF(OR($D26=\"VEU1\",$D26=\"VEU2\"),Reference!$B$114,0)))),0)))),(IF($C26=\"Standard\",(IF(OR($D26=\"VEP1\",$D26=\"VEP2\"),Reference!$B$91,IF(OR($D26=\"VES1\",$D26=\"VES2\"),Reference!$B$92,IF(OR($D26=\"VEU1\",$D26=\"VEU2\"),Reference!$B$93,0)))),IF($C26=\"Silent\",(IF(OR($D26=\"VEP1\",$D26=\"VEP2\"),Reference!$B$91,IF(OR($D26=\"VES1\",$D26=\"VES2\"),Reference!$B$92,IF(OR($D26=\"VEU1\",$D26=\"VEU2\"),Reference!$B$93,0)))),IF($C26=\"Freeze\",(IF(OR($D26=\"VEP1\",$D26=\"VEP2\"),Reference!$B$94,IF(OR($D26=\"VES1\",$D26=\"VES2\"),Reference!$B$95,IF(OR($D26=\"VEU1\",$D26=\"VEU2\"),Reference!$B$96,0)))),0)))))))","v":0},0,{"$f":"IF($A$2=\"UL\",(IF($Z26=1,(IF($C26=\"Standard\",(IF(OR($D26=\"VEP1\",$D26=\"VEP2\"),Reference!$C$140,IF(OR($D26=\"VES1\",$D26=\"VES2\"),Reference!$C$140,IF(OR($D26=\"VEU1\",$D26=\"VEU2\"),Reference!$C$141,0)))),IF($C26=\"Silent\",(IF(OR($D26=\"VEP1\",$D26=\"VEP2\"),Reference!$C$140,IF(OR($D26=\"VES1\",$D26=\"VES2\"),Reference!$C$140,IF(OR($D26=\"VEU1\",$D26=\"VEU2\"),Reference!$C$141,0)))),IF($C26=\"Freeze\",(IF(OR($D26=\"VEP1\",$D26=\"VEP2\"),Reference!$C$143,IF(OR($D26=\"VES1\",$D26=\"VES2\"),Reference!$C$143,IF(OR($D26=\"VEU1\",$D26=\"VEU2\"),Reference!$C$144,0)))),0)))),(IF($C26=\"Standard\",(IF(OR($D26=\"VEP1\",$D26=\"VEP2\"),Reference!$C$122,IF(OR($D26=\"VES1\",$D26=\"VES2\"),Reference!$C$122,IF(OR($D26=\"VEU1\",$D26=\"VEU2\"),Reference!$C$123,0)))),IF($C26=\"Silent\",(IF(OR($D26=\"VEP1\",$D26=\"VEP2\"),Reference!$C$122,IF(OR($D26=\"VES1\",$D26=\"VES2\"),Reference!$C$122,IF(OR($D26=\"VEU1\",$D26=\"VEU2\"),Reference!$C$123,0)))),IF($C26=\"Freeze\",(IF(OR($D26=\"VEP1\",$D26=\"VEP2\"),Reference!$C$140,IF(OR($D26=\"VES1\",$D26=\"VES2\"),Reference!$C$140,IF(OR($D26=\"VEU1\",$D26=\"VEU2\"),Reference!$C$141,0)))),0)))))),(IF($Z26=1,(IF($C26=\"Standard\",(IF(OR($D26=\"VEP1\",$D26=\"VEP2\"),Reference!$C$109,IF(OR($D26=\"VES1\",$D26=\"VES2\"),Reference!$C$110,IF(OR($D26=\"VEU1\",$D26=\"VEU2\"),Reference!$C$111,0)))),IF($C26=\"Silent\",(IF(OR($D26=\"VEP1\",$D26=\"VEP2\"),Reference!$C$109,IF(OR($D26=\"VES1\",$D26=\"VES2\"),Reference!$C$110,IF(OR($D26=\"VEU1\",$D26=\"VEU2\"),Reference!$C$111,0)))),IF($C26=\"Freeze\",(IF(OR($D26=\"VEP1\",$D26=\"VEP2\"),Reference!$C$112,IF(OR($D26=\"VES1\",$D26=\"VES2\"),Reference!$C$113,IF(OR($D26=\"VEU1\",$D26=\"VEU2\"),Reference!$C$114,0)))),0)))),(IF($C26=\"Standard\",(IF(OR($D26=\"VEP1\",$D26=\"VEP2\"),Reference!$C$91,IF(OR($D26=\"VES1\",$D26=\"VES2\"),Reference!$C$92,IF(OR($D26=\"VEU1\",$D26=\"VEU2\"),Reference!$C$93,0)))),IF($C26=\"Silent\",(IF(OR($D26=\"VEP1\",$D26=\"VEP2\"),Reference!$C$91,IF(OR($D26=\"VES1\",$D26=\"VES2\"),Reference!$C$92,IF(OR($D26=\"VEU1\",$D26=\"VEU2\"),Reference!$C$93,0)))),IF($C26=\"Freeze\",(IF(OR($D26=\"VEP1\",$D26=\"VEP2\"),Reference!$C$94,IF(OR($D26=\"VES1\",$D26=\"VES2\"),Reference!$C$95,IF(OR($D26=\"VEU1\",$D26=\"VEU2\"),Reference!$C$96,0)))),0)))))))","v":0},{"$f":"IF($A$2=\"UL\",(IF($Z26=1,(IF($C26=\"Standard\",(IF(OR($D26=\"VEP1\",$D26=\"VEP2\"),Reference!$D$140,IF(OR($D26=\"VES1\",$D26=\"VES2\"),Reference!$D$140,IF(OR($D26=\"VEU1\",$D26=\"VEU2\"),Reference!$D$141,0)))),IF($C26=\"Silent\",(IF(OR($D26=\"VEP1\",$D26=\"VEP2\"),Reference!$D$140,IF(OR($D26=\"VES1\",$D26=\"VES2\"),Reference!$D$140,IF(OR($D26=\"VEU1\",$D26=\"VEU2\"),Reference!$D$141,0)))),IF($C26=\"Freeze\",(IF(OR($D26=\"VEP1\",$D26=\"VEP2\"),Reference!$D$143,IF(OR($D26=\"VES1\",$D26=\"VES2\"),Reference!$D$143,IF(OR($D26=\"VEU1\",$D26=\"VEU2\"),Reference!$D$144,0)))),0)))),(IF($C26=\"Standard\",(IF(OR($D26=\"VEP1\",$D26=\"VEP2\"),Reference!$D$122,IF(OR($D26=\"VES1\",$D26=\"VES2\"),Reference!$D$122,IF(OR($D26=\"VEU1\",$D26=\"VEU2\"),Reference!$D$123,0)))),IF($C26=\"Silent\",(IF(OR($D26=\"VEP1\",$D26=\"VEP2\"),Reference!$D$122,IF(OR($D26=\"VES1\",$D26=\"VES2\"),Reference!$D$122,IF(OR($D26=\"VEU1\",$D26=\"VEU2\"),Reference!$D$123,0)))),IF($C26=\"Freeze\",(IF(OR($D26=\"VEP1\",$D26=\"VEP2\"),Reference!$D$140,IF(OR($D26=\"VES1\",$D26=\"VES2\"),Reference!$D$140,IF(OR($D26=\"VEU1\",$D26=\"VEU2\"),Reference!$D$141,0)))),0)))))),(IF($Z26=1,(IF($C26=\"Standard\",(IF(OR($D26=\"VEP1\",$D26=\"VEP2\"),Reference!$D$109,IF(OR($D26=\"VES1\",$D26=\"VES2\"),Reference!$D$110,IF(OR($D26=\"VEU1\",$D26=\"VEU2\"),Reference!$D$111,0)))),IF($C26=\"Silent\",(IF(OR($D26=\"VEP1\",$D26=\"VEP2\"),Reference!$D$109,IF(OR($D26=\"VES1\",$D26=\"VES2\"),Reference!$D$110,IF(OR($D26=\"VEU1\",$D26=\"VEU2\"),Reference!$D$111,0)))),IF($C26=\"Freeze\",(IF(OR($D26=\"VEP1\",$D26=\"VEP2\"),Reference!$D$112,IF(OR($D26=\"VES1\",$D26=\"VES2\"),Reference!$D$113,IF(OR($D26=\"VEU1\",$D26=\"VEU2\"),Reference!$D$114,0)))),0)))),(IF($C26=\"Standard\",(IF(OR($D26=\"VEP1\",$D26=\"VEP2\"),Reference!$D$91,IF(OR($D26=\"VES1\",$D26=\"VES2\"),Reference!$D$92,IF(OR($D26=\"VEU1\",$D26=\"VEU2\"),Reference!$D$93,0)))),IF($C26=\"Silent\",(IF(OR($D26=\"VEP1\",$D26=\"VEP2\"),Reference!$D$91,IF(OR($D26=\"VES1\",$D26=\"VES2\"),Reference!$D$92,IF(OR($D26=\"VEU1\",$D26=\"VEU2\"),Reference!$D$93,0)))),IF($C26=\"Freeze\",(IF(OR($D26=\"VEP1\",$D26=\"VEP2\"),Reference!$D$94,IF(OR($D26=\"VES1\",$D26=\"VES2\"),Reference!$D$95,IF(OR($D26=\"VEU1\",$D26=\"VEU2\"),Reference!$D$96,0)))),0)))))))","v":0},0,0,0,null,"No",0,0,0,0,{"$f":"IF(B26>0,(IF($BL26=1,IF($BN26=3,Reference!$C$194,IF($BN26=4,Reference!$C$196,IF($BN26=5,Reference!$C$198,0))),IF($BL26=2,IF($BN26=4,Reference!$C$195,IF($BN26=5,Reference!$C$197,IF($BN26=6,Reference!$C$199,0)))))),0)","v":0},{"$f":"IF(B26>0,(IF($BL26=1,IF($BN26=3,Reference!$D$194,IF($BN26=4,Reference!$D$196,IF($BN26=5,Reference!$D$198,0))),IF($BL26=2,IF($BN26=4,Reference!$D$195,IF($BN26=5,Reference!$D$197,IF($BN26=6,Reference!$D$199,0)))))),0)","v":0},{"$f":"IF(B26>0,(IF($BL26=1,IF($BN26=3,Reference!$E$194,IF($BN26=4,Reference!$E$196,IF($BN26=5,Reference!$E$198,0))),IF($BL26=2,IF($BN26=4,Reference!$E$195,IF($BN26=5,Reference!$E$197,IF($BN26=6,Reference!$E$199,0)))))),0)","v":0},0,0,null,{"$f":"IF($BS26=1,(IF($BT26=\"NU2\",Reference!$B$221,IF($BT26=\"NU2D\",Reference!$B$222,IF($BT26=\"NU5N\",Reference!$B$223,IF($BT26=\"NU5DN\",Reference!$B$224,IF($BT26=\"NU5DOData\",Reference!$B$225,IF($BT26=\"NU5DOFD\",Reference!$B$227,IF($BT26=\"NU5DF\",Reference!$B$226,\"\")))))))),0)","v":0},{"$f":"IF($BS26=1,(IF($BT26=\"NU2\",Reference!$D$221,IF($BT26=\"NU2D\",Reference!$D$222,IF($BT26=\"NU5N\",Reference!$D$223,IF($BT26=\"NU5DN\",Reference!$D$224,IF($BT26=\"NU5DOData\",Reference!$D$225,IF($BT26=\"NU5DOFD\",Reference!$D$227,IF($BT26=\"NU5DF\",Reference!$D$226,\"\")))))))),0)","v":0},{"$f":"IF($BS26=1,(IF($BT26=\"NU2\",Reference!$E$221,IF($BT26=\"NU2D\",Reference!$E$222,IF($BT26=\"NU5N\",Reference!$E$223,IF($BT26=\"NU5DN\",Reference!$E$224,IF($BT26=\"NU5DOData\",Reference!$E$225,IF($BT26=\"NU5DOFD\",Reference!$E$227,IF($BT26=\"NU5DF\",Reference!$E$226,\"\")))))))),0)","v":0},null,null,{"$f":"IF($BY26=\"AD-10-1960\",Reference!$G$232,IF($BY26=\"AD-10-1963\",Reference!$G$233,IF($BY26=\"AD-10-1966\",Reference!$G$237,IF($BY26=\"AD-10-1975\",Reference!$G$237,IF($BY26=\"AD-10-1980\",Reference!$G$238,\"\")))))","v":""},{"$f":"IF($BY26=\"AD-10-1960\",Reference!$F$232,IF($BY26=\"AD-10-1963\",Reference!$F$233,IF($BY26=\"AD-10-1966\",Reference!$F$237,IF($BY26=\"AD-10-1975\",Reference!$F$237,IF($BY26=\"AD-10-1980\",Reference!$F$238,\"\")))))","v":""},{"$f":"IF($BY26=\"AD-10-1960\",Reference!$E$232,IF($BY26=\"AD-10-1963\",Reference!$E$233,IF($BY26=\"AD-10-1966\",Reference!$E$237,IF($BY26=\"AD-10-1975\",Reference!$E$237,IF($BY26=\"AD-10-1980\",Reference!$E$238,\"\")))))","v":""},0,{"$f":"(IF($F26>0,(IF($CC26=\"AD-05-5400\",'Battery Consumption'!$D$5,IF($CC26=\"AD-05-5410\",'Battery Consumption'!$D$6,IF($CC26=\"AD-05-5405\",'Battery Consumption'!$D$7,IF($CC26=\"AD-05-5415\",'Battery Consumption'!$D$8,IF($CC26=\"AD-05-5425\",'Battery Consumption'!$D$9,IF($CC26=\"AD-05-5420\",'Battery Consumption'!$D$10,IF($CC26=\"AD-05-5430\",'Battery Consumption'!$D$11,IF($CC26=\"AD-05-5440\",'Battery Consumption'!$D$12,IF($CC26=\"AD-05-5435\",'Battery Consumption'!$D$13,IF($CC26=\"AD-05-5445\",'Battery Consumption'!$D$14,IF($CC26=\"AD-05-5455\",'Battery Consumption'!$D$15,IF($CC26=\"AD-05-5450\",'Battery Consumption'!$D$16,IF($CC26=\"AD-05-5460\",'Battery Consumption'!$D$17,IF($CC26=\"AD-05-5465\",'Battery Consumption'!$D$18,IF($CC26=\"AD-05-5470\",'Battery Consumption'!$D$19,IF($CC26=\"AD-05-5401\",'Battery Consumption'!$D$20,IF($CC26=\"AD-05-5413\",'Battery Consumption'!$D$21,IF($CC26=\"AD-05-5406\",'Battery Consumption'!$D$22,IF($CC26=\"AD-05-5416\",'Battery Consumption'!$D$23,IF($CC26=\"AD-05-5426\",'Battery Consumption'!$D$24,IF($CC26=\"AD-05-5421\",'Battery Consumption'!$D$25,IF($CC26=\"AD-05-5432\",'Battery Consumption'!$D$26,IF($CC26=\"AD-05-5441\",'Battery Consumption'!$D$27,IF($CC26=\"AD-05-5437\",'Battery Consumption'!$D$28,IF($CC26=\"AD-05-5446\",'Battery Consumption'!$D$29,IF($CC26=\"AD-05-5456\",'Battery Consumption'!$D$30,IF($CC26=\"AD-05-5451\",'Battery Consumption'!$D$31,IF($CC26=\"AD-05-5461\",'Battery Consumption'!$D$32,IF($CC26=\"AD-05-5471\",'Battery Consumption'!$D$33,IF($CC26=\"AD-05-5466\",'Battery Consumption'!$D$34,0))))))))))))))))))))))))))))))),0))","v":0},0,{"$f":"(IF($F26>0,(IF($CC26=\"AD-05-5400\",'Battery Consumption'!$E$5,IF($CC26=\"AD-05-5410\",'Battery Consumption'!$E$6,IF($CC26=\"AD-05-5405\",'Battery Consumption'!$E$7,IF($CC26=\"AD-05-5415\",'Battery Consumption'!$E$8,IF($CC26=\"AD-05-5425\",'Battery Consumption'!$E$9,IF($CC26=\"AD-05-5420\",'Battery Consumption'!$E$10,IF($CC26=\"AD-05-5430\",'Battery Consumption'!$E$11,IF($CC26=\"AD-05-5440\",'Battery Consumption'!$E$12,IF($CC26=\"AD-05-5435\",'Battery Consumption'!$E$13,IF($CC26=\"AD-05-5445\",'Battery Consumption'!$E$14,IF($CC26=\"AD-05-5455\",'Battery Consumption'!$E$15,IF($CC26=\"AD-05-5450\",'Battery Consumption'!$E$16,IF($CC26=\"AD-05-5460\",'Battery Consumption'!$E$17,IF($CC26=\"AD-05-5465\",'Battery Consumption'!$E$18,IF($CC26=\"AD-05-5470\",'Battery Consumption'!$E$19,IF($CC26=\"AD-05-5401\",'Battery Consumption'!$E$20,IF($CC26=\"AD-05-5413\",'Battery Consumption'!$E$21,IF($CC26=\"AD-05-5406\",'Battery Consumption'!$E$22,IF($CC26=\"AD-05-5416\",'Battery Consumption'!$E$23,IF($CC26=\"AD-05-5426\",'Battery Consumption'!$E$24,IF($CC26=\"AD-05-5421\",'Battery Consumption'!$E$25,IF($CC26=\"AD-05-5432\",'Battery Consumption'!$E$26,IF($CC26=\"AD-05-5441\",'Battery Consumption'!$E$27,IF($CC26=\"AD-05-5437\",'Battery Consumption'!$E$28,IF($CC26=\"AD-05-5446\",'Battery Consumption'!$E$29,IF($CC26=\"AD-05-5456\",'Battery Consumption'!$E$30,IF($CC26=\"AD-05-5451\",'Battery Consumption'!$E$31,IF($CC26=\"AD-05-5461\",'Battery Consumption'!$E$32,IF($CC26=\"AD-05-5471\",'Battery Consumption'!$E$33,IF($CC26=\"AD-05-5466\",'Battery Consumption'!$E$34,0))))))))))))))))))))))))))))))),0))","v":0},0,0,{"$f":"IF($F26>0,(IF($CH26<12,Reference!$J$259,IF($CH26<24,Reference!$J$260,IF($CH26<65,Reference!$J$260,\"Get your own\")))),0)","v":0},{"$f":"IF($F26>0,(IF($CH26<12,Reference!$F$259,IF($CH26<24,Reference!$F$260,IF($CH26<65,Reference!$F$260,\"Get your own\")))),0)","v":0},{"$f":"IF($F26>0,(IF($CH26<12,Reference!$H$259,IF($CH26<24,Reference!$H$260,IF($CH26<65,Reference!$H$260,\"Get your own\")))),0)","v":0},null,null,null,"AD-05-5415","FM-Net-ProSens UL Standard-TP3",0,"FM"]
[23,null,null,0,{"$f":"IF(B27=\"VEP-A00-1P\",+Reference!$C$15,IF(B27=\"VEP-A00-P-1P\",+Reference!$C$16,IF(B27=\"VEP-A00-P-2P\",+Reference!$C$17,IF(B27=\"VEP-A00-P-3P\",+Reference!$C$18,IF(B27=\"VEP-A00-P-4P\",+Reference!$C$19,IF(B27=\"VES-A00-P-1P\",+Reference!$C$20,IF(B27=\"VES-A00-P-2P\",+Reference!$C$21,IF(B27=\"VES-A00-P-3P\",+Reference!$C$22,IF(B27=\"VES-A00-P-4P\",+Reference!$C$23,IF(B27=\"VEU-A00-P-1P\",+Reference!$C$24,IF(B27=\"VEU-A00-P-2P\",+Reference!$C$25,IF(B27=\"VEU-A00-P-3P\",+Reference!$C$26,IF(B27=\"VEU-A00-P-4P\",+Reference!$C$27,IF(B27=\"To Select\",\"Pending\",0))))))))))))))","v":0},null,0,null,null,null,null,null,null,null,null,null,null,null,null,null,null,null,null,null,null,null,0,null,null,{"$f":"IF($A$2=\"UL\",(IF($AN27=1,(IF(AND($W27=1, $V27=1),Reference!$C$56,IF(AND($X27=1, $V27=1),Reference!$C$59,IF(AND($Y27=1, $V27=1),Reference!$C$57,IF(AND($W27=1, $V27=2),Reference!$C$57,IF(AND($X27=1, $V27=2),Reference!$C$60,IF(AND($Y27=1, $V27=2),Reference!$C$63,IF(AND($W27=1, $V27=3),Reference!$C$58,IF(AND($X27=1, $V27=3),Reference!$C$61,IF(AND($Y27=1, $V27=3),Reference!$C$64,0)))))))))),(IF($V27=0,0,IF($V27=1,Reference!$C$53,IF($V27=2,Reference!$C$54,IF($V27=3,Reference!$C$55,0))))))),(IF($AN27=1,(IF(AND($W27=1, $V27=1),Reference!$C$41,IF(AND($X27=1, $V27=1),Reference!$C$44,IF(AND($Y27=1, $V27=1),Reference!$C$42,IF(AND($W27=1, $V27=2),Reference!$C$42,IF(AND($X27=1, $V27=2),Reference!$C$45,IF(AND($Y27=1, $V27=2),Reference!$C$48,IF(AND($W27=1, $V27=3),Reference!$C$43,IF(AND($X27=1, $V27=3),Reference!$C$46,IF(AND($Y27=1, $V27=3),Reference!$C$49,0)))))))))),(IF($V27=0,0,IF($V27=1,Reference!$C$38,IF($V27=2,Reference!$C$39,IF($V27=3,Reference!$C$40,0))))))))","v":0},{"$f":"IF($A$2=\"UL\",(IF($AN27=1,(IF(AND($W27=1, $V27=1),Reference!$B$56,IF(AND($X27=1, $V27=1),Reference!$B$59,IF(AND($Y27=1, $V27=1),Reference!$B$57,IF(AND($W27=1, $V27=2),Reference!$B$57,IF(AND($X27=1, $V27=2),Reference!$B$60,IF(AND($Y27=1, $V27=2),Reference!$B$63,IF(AND($W27=1, $V27=3),Reference!$B$58,IF(AND($X27=1, $V27=3),Reference!$B$61,IF(AND($Y27=1, $V27=3),Reference!$B$64,0)))))))))),(IF($V27=0,0,IF($V27=1,Reference!$B$53,IF($V27=2,Reference!$B$54,IF($V27=3,Reference!$B$55,0))))))),(IF($AN27=1,(IF(AND($W27=1, $V27=1),Reference!$B$41,IF(AND($X27=1, $V27=1),Reference!$B$44,IF(AND($Y27=1, $V27=1),Reference!$B$42,IF(AND($W27=1, $V27=2),Reference!$B$42,IF(AND($X27=1, $V27=2),Reference!$B$45,IF(AND($Y27=1, $V27=2),Reference!$B$48,IF(AND($W27=1, $V27=3),Reference!$B$43,IF(AND($X27=1, $V27=3),Reference!$B$46,IF(AND($Y27=1, $V27=3),Reference!$B$49,0)))))))))),(IF($V27=0,0,IF($V27=1,Reference!$B$38,IF($V27=2,Reference!$B$39,IF($V27=3,Reference!$B$40,0))))))))","v":0},0,{"$f":"IF($AN27=1,(IF(AND($W27=1, $V27=1),Reference!$G$41,IF(AND($X27=1, $V27=1),Reference!$G$44,IF(AND($Y27=1, $V27=1),Reference!$G$42,IF(AND($W27=1, $V27=2),Reference!$G$42,IF(AND($X27=1, $V27=2),Reference!$G$45,IF(AND($Y27=1, $V27=2),Reference!$G$48,IF(AND($W27=1, $V27=3),Reference!$G$43,IF(AND($X27=1, $V27=3),Reference!$G$46,IF(AND($Y27=1, $V27=3),Reference!$G$49,0)))))))))),(IF($V27=0,0,IF($V27=1,Reference!$G$38,IF($V27=2,Reference!$G$39,IF($V27=3,Reference!$G$40,))))))","v":0},0,0,0,0,0,0,0,0,null,null,0,null,0,null,null,null,null,null,0,null,{"$f":"IF($A$2=\"UL\",(IF($Z27=1,(IF($C27=\"Standard\",(IF(OR($D27=\"VEP1\",$D27=\"VEP2\"),Reference!$B$140,IF(OR($D27=\"VES1\",$D27=\"VES2\"),Reference!$B$140,IF(OR($D27=\"VEU1\",$D27=\"VEU2\"),Reference!$B$141,0)))),IF($C27=\"Silent\",(IF(OR($D27=\"VEP1\",$D27=\"VEP2\"),Reference!$B$140,IF(OR($D27=\"VES1\",$D27=\"VES2\"),Reference!$B$140,IF(OR($D27=\"VEU1\",$D27=\"VEU2\"),Reference!$B$141,0)))),IF($C27=\"Freeze\",(IF(OR($D27=\"VEP1\",$D27=\"VEP2\"),Reference!$B$143,IF(OR($D27=\"VES1\",$D27=\"VES2\"),Reference!$B$143,IF(OR($D27=\"VEU1\",$D27=\"VEU2\"),Reference!$B$144,0)))),0)))),(IF($C27=\"Standard\",(IF(OR($D27=\"VEP1\",$D27=\"VEP2\"),Reference!$B$122,IF(OR($D27=\"VES1\",$D27=\"VES2\"),Reference!$B$122,IF(OR($D27=\"VEU1\",$D27=\"VEU2\"),Reference!$B$123,0)))),IF($C27=\"Silent\",(IF(OR($D27=\"VEP1\",$D27=\"VEP2\"),Reference!$B$122,IF(OR($D27=\"VES1\",$D27=\"VES2\"),Reference!$B$122,IF(OR($D27=\"VEU1\",$D27=\"VEU2\"),Reference!$B$123,0)))),IF($C27=\"Freeze\",(IF(OR($D27=\"VEP1\",$D27=\"VEP2\"),Reference!$B$140,IF(OR($D27=\"VES1\",$D27=\"VES2\"),Reference!$B$140,IF(OR($D27=\"VEU1\",$D27=\"VEU2\"),Reference!$B$141,0)))),0)))))),(IF($Z27=1,(IF($C27=\"Standard\",(IF(OR($D27=\"VEP1\",$D27=\"VEP2\"),Reference!$B$109,IF(OR($D27=\"VES1\",$D27=\"VES2\"),Reference!$B$110,IF(OR($D27=\"VEU1\",$D27=\"VEU2\"),Reference!$B$111,0)))),IF($C27=\"Silent\",(IF(OR($D27=\"VEP1\",$D27=\"VEP2\"),Reference!$B$109,IF(OR($D27=\"VES1\",$D27=\"VES2\"),Reference!$B$110,IF(OR($D27=\"VEU1\",$D27=\"VEU2\"),Reference!$B$111,0)))),IF($C27=\"Freeze\",(IF(OR($D27=\"VEP1\",$D27=\"VEP2\"),Reference!$B$112,IF(OR($D27=\"VES1\",$D27=\"VES2\"),Reference!$B$113,IF(OR($D27=\"VEU1\",$D27=\"VEU2\"),Reference!$B$114,0)))),0)))),(IF($C27=\"Standard\",(IF(OR($D27=\"VEP1\",$D27=\"VEP2\"),Reference!$B$91,IF(OR($D27=\"VES1\",$D27=\"VES2\"),Reference!$B$92,IF(OR($D27=\"VEU1\",$D27=\"VEU2\"),Reference!$B$93,0)))),IF($C27=\"Silent\",(IF(OR($D27=\"VEP1\",$D27=\"VEP2\"),Reference!$B$91,IF(OR($D27=\"VES1\",$D27=\"VES2\"),Reference!$B$92,IF(OR($D27=\"VEU1\",$D27=\"VEU2\"),Reference!$B$93,0)))),IF($C27=\"Freeze\",(IF(OR($D27=\"VEP1\",$D27=\"VEP2\"),Reference!$B$94,IF(OR($D27=\"VES1\",$D27=\"VES2\"),Reference!$B$95,IF(OR($D27=\"VEU1\",$D27=\"VEU2\"),Reference!$B$96,0)))),0)))))))","v":0},0,{"$f":"IF($A$2=\"UL\",(IF($Z27=1,(IF($C27=\"Standard\",(IF(OR($D27=\"VEP1\",$D27=\"VEP2\"),Reference!$C$140,IF(OR($D27=\"VES1\",$D27=\"VES2\"),Reference!$C$140,IF(OR($D27=\"VEU1\",$D27=\"VEU2\"),Reference!$C$141,0)))),IF($C27=\"Silent\",(IF(OR($D27=\"VEP1\",$D27=\"VEP2\"),Reference!$C$140,IF(OR($D27=\"VES1\",$D27=\"VES2\"),Reference!$C$140,IF(OR($D27=\"VEU1\",$D27=\"VEU2\"),Reference!$C$141,0)))),IF($C27=\"Freeze\",(IF(OR($D27=\"VEP1\",$D27=\"VEP2\"),Reference!$C$143,IF(OR($D27=\"VES1\",$D27=\"VES2\"),Reference!$C$143,IF(OR($D27=\"VEU1\",$D27=\"VEU2\"),Reference!$C$144,0)))),0)))),(IF($C27=\"Standard\",(IF(OR($D27=\"VEP1\",$D27=\"VEP2\"),Reference!$C$122,IF(OR($D27=\"VES1\",$D27=\"VES2\"),Reference!$C$122,IF(OR($D27=\"VEU1\",$D27=\"VEU2\"),Reference!$C$123,0)))),IF($C27=\"Silent\",(IF(OR($D27=\"VEP1\",$D27=\"VEP2\"),Reference!$C$122,IF(OR($D27=\"VES1\",$D27=\"VES2\"),Reference!$C$122,IF(OR($D27=\"VEU1\",$D27=\"VEU2\"),Reference!$C$123,0)))),IF($C27=\"Freeze\",(IF(OR($D27=\"VEP1\",$D27=\"VEP2\"),Reference!$C$140,IF(OR($D27=\"VES1\",$D27=\"VES2\"),Reference!$C$140,IF(OR($D27=\"VEU1\",$D27=\"VEU2\"),Reference!$C$141,0)))),0)))))),(IF($Z27=1,(IF($C27=\"Standard\",(IF(OR($D27=\"VEP1\",$D27=\"VEP2\"),Reference!$C$109,IF(OR($D27=\"VES1\",$D27=\"VES2\"),Reference!$C$110,IF(OR($D27=\"VEU1\",$D27=\"VEU2\"),Reference!$C$111,0)))),IF($C27=\"Silent\",(IF(OR($D27=\"VEP1\",$D27=\"VEP2\"),Reference!$C$109,IF(OR($D27=\"VES1\",$D27=\"VES2\"),Reference!$C$110,IF(OR($D27=\"VEU1\",$D27=\"VEU2\"),Reference!$C$111,0)))),IF($C27=\"Freeze\",(IF(OR($D27=\"VEP1\",$D27=\"VEP2\"),Reference!$C$112,IF(OR($D27=\"VES1\",$D27=\"VES2\"),Reference!$C$113,IF(OR($D27=\"VEU1\",$D27=\"VEU2\"),Reference!$C$114,0)))),0)))),(IF($C27=\"Standard\",(IF(OR($D27=\"VEP1\",$D27=\"VEP2\"),Reference!$C$91,IF(OR($D27=\"VES1\",$D27=\"VES2\"),Reference!$C$92,IF(OR($D27=\"VEU1\",$D27=\"VEU2\"),Reference!$C$93,0)))),IF($C27=\"Silent\",(IF(OR($D27=\"VEP1\",$D27=\"VEP2\"),Reference!$C$91,IF(OR($D27=\"VES1\",$D27=\"VES2\"),Reference!$C$92,IF(OR($D27=\"VEU1\",$D27=\"VEU2\"),Reference!$C$93,0)))),IF($C27=\"Freeze\",(IF(OR($D27=\"VEP1\",$D27=\"VEP2\"),Reference!$C$94,IF(OR($D27=\"VES1\",$D27=\"VES2\"),Reference!$C$95,IF(OR($D27=\"VEU1\",$D27=\"VEU2\"),Reference!$C$96,0)))),0)))))))","v":0},{"$f":"IF($A$2=\"UL\",(IF($Z27=1,(IF($C27=\"Standard\",(IF(OR($D27=\"VEP1\",$D27=\"VEP2\"),Reference!$D$140,IF(OR($D27=\"VES1\",$D27=\"VES2\"),Reference!$D$140,IF(OR($D27=\"VEU1\",$D27=\"VEU2\"),Reference!$D$141,0)))),IF($C27=\"Silent\",(IF(OR($D27=\"VEP1\",$D27=\"VEP2\"),Reference!$D$140,IF(OR($D27=\"VES1\",$D27=\"VES2\"),Reference!$D$140,IF(OR($D27=\"VEU1\",$D27=\"VEU2\"),Reference!$D$141,0)))),IF($C27=\"Freeze\",(IF(OR($D27=\"VEP1\",$D27=\"VEP2\"),Reference!$D$143,IF(OR($D27=\"VES1\",$D27=\"VES2\"),Reference!$D$143,IF(OR($D27=\"VEU1\",$D27=\"VEU2\"),Reference!$D$144,0)))),0)))),(IF($C27=\"Standard\",(IF(OR($D27=\"VEP1\",$D27=\"VEP2\"),Reference!$D$122,IF(OR($D27=\"VES1\",$D27=\"VES2\"),Reference!$D$122,IF(OR($D27=\"VEU1\",$D27=\"VEU2\"),Reference!$D$123,0)))),IF($C27=\"Silent\",(IF(OR($D27=\"VEP1\",$D27=\"VEP2\"),Reference!$D$122,IF(OR($D27=\"VES1\",$D27=\"VES2\"),Reference!$D$122,IF(OR($D27=\"VEU1\",$D27=\"VEU2\"),Reference!$D$123,0)))),IF($C27=\"Freeze\",(IF(OR($D27=\"VEP1\",$D27=\"VEP2\"),Reference!$D$140,IF(OR($D27=\"VES1\",$D27=\"VES2\"),Reference!$D$140,IF(OR($D27=\"VEU1\",$D27=\"VEU2\"),Reference!$D$141,0)))),0)))))),(IF($Z27=1,(IF($C27=\"Standard\",(IF(OR($D27=\"VEP1\",$D27=\"VEP2\"),Reference!$D$109,IF(OR($D27=\"VES1\",$D27=\"VES2\"),Reference!$D$110,IF(OR($D27=\"VEU1\",$D27=\"VEU2\"),Reference!$D$111,0)))),IF($C27=\"Silent\",(IF(OR($D27=\"VEP1\",$D27=\"VEP2\"),Reference!$D$109,IF(OR($D27=\"VES1\",$D27=\"VES2\"),Reference!$D$110,IF(OR($D27=\"VEU1\",$D27=\"VEU2\"),Reference!$D$111,0)))),IF($C27=\"Freeze\",(IF(OR($D27=\"VEP1\",$D27=\"VEP2\"),Reference!$D$112,IF(OR($D27=\"VES1\",$D27=\"VES2\"),Reference!$D$113,IF(OR($D27=\"VEU1\",$D27=\"VEU2\"),Reference!$D$114,0)))),0)))),(IF($C27=\"Standard\",(IF(OR($D27=\"VEP1\",$D27=\"VEP2\"),Reference!$D$91,IF(OR($D27=\"VES1\",$D27=\"VES2\"),Reference!$D$92,IF(OR($D27=\"VEU1\",$D27=\"VEU2\"),Reference!$D$93,0)))),IF($C27=\"Silent\",(IF(OR($D27=\"VEP1\",$D27=\"VEP2\"),Reference!$D$91,IF(OR($D27=\"VES1\",$D27=\"VES2\"),Reference!$D$92,IF(OR($D27=\"VEU1\",$D27=\"VEU2\"),Reference!$D$93,0)))),IF($C27=\"Freeze\",(IF(OR($D27=\"VEP1\",$D27=\"VEP2\"),Reference!$D$94,IF(OR($D27=\"VES1\",$D27=\"VES2\"),Reference!$D$95,IF(OR($D27=\"VEU1\",$D27=\"VEU2\"),Reference!$D$96,0)))),0)))))))","v":0},0,0,0,null,"No",0,0,0,0,{"$f":"IF(B27>0,(IF($BL27=1,IF($BN27=3,Reference!$C$194,IF($BN27=4,Reference!$C$196,IF($BN27=5,Reference!$C$198,0))),IF($BL27=2,IF($BN27=4,Reference!$C$195,IF($BN27=5,Reference!$C$197,IF($BN27=6,Reference!$C$199,0)))))),0)","v":0},{"$f":"IF(B27>0,(IF($BL27=1,IF($BN27=3,Reference!$D$194,IF($BN27=4,Reference!$D$196,IF($BN27=5,Reference!$D$198,0))),IF($BL27=2,IF($BN27=4,Reference!$D$195,IF($BN27=5,Reference!$D$197,IF($BN27=6,Reference!$D$199,0)))))),0)","v":0},{"$f":"IF(B27>0,(IF($BL27=1,IF($BN27=3,Reference!$E$194,IF($BN27=4,Reference!$E$196,IF($BN27=5,Reference!$E$198,0))),IF($BL27=2,IF($BN27=4,Reference!$E$195,IF($BN27=5,Reference!$E$197,IF($BN27=6,Reference!$E$199,0)))))),0)","v":0},0,0,null,{"$f":"IF($BS27=1,(IF($BT27=\"NU2\",Reference!$B$221,IF($BT27=\"NU2D\",Reference!$B$222,IF($BT27=\"NU5N\",Reference!$B$223,IF($BT27=\"NU5DN\",Reference!$B$224,IF($BT27=\"NU5DOData\",Reference!$B$225,IF($BT27=\"NU5DOFD\",Reference!$B$227,IF($BT27=\"NU5DF\",Reference!$B$226,\"\")))))))),0)","v":0},{"$f":"IF($BS27=1,(IF($BT27=\"NU2\",Reference!$D$221,IF($BT27=\"NU2D\",Reference!$D$222,IF($BT27=\"NU5N\",Reference!$D$223,IF($BT27=\"NU5DN\",Reference!$D$224,IF($BT27=\"NU5DOData\",Reference!$D$225,IF($BT27=\"NU5DOFD\",Reference!$D$227,IF($BT27=\"NU5DF\",Reference!$D$226,\"\")))))))),0)","v":0},{"$f":"IF($BS27=1,(IF($BT27=\"NU2\",Reference!$E$221,IF($BT27=\"NU2D\",Reference!$E$222,IF($BT27=\"NU5N\",Reference!$E$223,IF($BT27=\"NU5DN\",Reference!$E$224,IF($BT27=\"NU5DOData\",Reference!$E$225,IF($BT27=\"NU5DOFD\",Reference!$E$227,IF($BT27=\"NU5DF\",Reference!$E$226,\"\")))))))),0)","v":0},null,null,{"$f":"IF($BY27=\"AD-10-1960\",Reference!$G$232,IF($BY27=\"AD-10-1963\",Reference!$G$233,IF($BY27=\"AD-10-1966\",Reference!$G$237,IF($BY27=\"AD-10-1975\",Reference!$G$237,IF($BY27=\"AD-10-1980\",Reference!$G$238,\"\")))))","v":""},{"$f":"IF($BY27=\"AD-10-1960\",Reference!$F$232,IF($BY27=\"AD-10-1963\",Reference!$F$233,IF($BY27=\"AD-10-1966\",Reference!$F$237,IF($BY27=\"AD-10-1975\",Reference!$F$237,IF($BY27=\"AD-10-1980\",Reference!$F$238,\"\")))))","v":""},{"$f":"IF($BY27=\"AD-10-1960\",Reference!$E$232,IF($BY27=\"AD-10-1963\",Reference!$E$233,IF($BY27=\"AD-10-1966\",Reference!$E$237,IF($BY27=\"AD-10-1975\",Reference!$E$237,IF($BY27=\"AD-10-1980\",Reference!$E$238,\"\")))))","v":""},0,{"$f":"(IF($F27>0,(IF($CC27=\"AD-05-5400\",'Battery Consumption'!$D$5,IF($CC27=\"AD-05-5410\",'Battery Consumption'!$D$6,IF($CC27=\"AD-05-5405\",'Battery Consumption'!$D$7,IF($CC27=\"AD-05-5415\",'Battery Consumption'!$D$8,IF($CC27=\"AD-05-5425\",'Battery Consumption'!$D$9,IF($CC27=\"AD-05-5420\",'Battery Consumption'!$D$10,IF($CC27=\"AD-05-5430\",'Battery Consumption'!$D$11,IF($CC27=\"AD-05-5440\",'Battery Consumption'!$D$12,IF($CC27=\"AD-05-5435\",'Battery Consumption'!$D$13,IF($CC27=\"AD-05-5445\",'Battery Consumption'!$D$14,IF($CC27=\"AD-05-5455\",'Battery Consumption'!$D$15,IF($CC27=\"AD-05-5450\",'Battery Consumption'!$D$16,IF($CC27=\"AD-05-5460\",'Battery Consumption'!$D$17,IF($CC27=\"AD-05-5465\",'Battery Consumption'!$D$18,IF($CC27=\"AD-05-5470\",'Battery Consumption'!$D$19,IF($CC27=\"AD-05-5401\",'Battery Consumption'!$D$20,IF($CC27=\"AD-05-5413\",'Battery Consumption'!$D$21,IF($CC27=\"AD-05-5406\",'Battery Consumption'!$D$22,IF($CC27=\"AD-05-5416\",'Battery Consumption'!$D$23,IF($CC27=\"AD-05-5426\",'Battery Consumption'!$D$24,IF($CC27=\"AD-05-5421\",'Battery Consumption'!$D$25,IF($CC27=\"AD-05-5432\",'Battery Consumption'!$D$26,IF($CC27=\"AD-05-5441\",'Battery Consumption'!$D$27,IF($CC27=\"AD-05-5437\",'Battery Consumption'!$D$28,IF($CC27=\"AD-05-5446\",'Battery Consumption'!$D$29,IF($CC27=\"AD-05-5456\",'Battery Consumption'!$D$30,IF($CC27=\"AD-05-5451\",'Battery Consumption'!$D$31,IF($CC27=\"AD-05-5461\",'Battery Consumption'!$D$32,IF($CC27=\"AD-05-5471\",'Battery Consumption'!$D$33,IF($CC27=\"AD-05-5466\",'Battery Consumption'!$D$34,0))))))))))))))))))))))))))))))),0))","v":0},0,{"$f":"(IF($F27>0,(IF($CC27=\"AD-05-5400\",'Battery Consumption'!$E$5,IF($CC27=\"AD-05-5410\",'Battery Consumption'!$E$6,IF($CC27=\"AD-05-5405\",'Battery Consumption'!$E$7,IF($CC27=\"AD-05-5415\",'Battery Consumption'!$E$8,IF($CC27=\"AD-05-5425\",'Battery Consumption'!$E$9,IF($CC27=\"AD-05-5420\",'Battery Consumption'!$E$10,IF($CC27=\"AD-05-5430\",'Battery Consumption'!$E$11,IF($CC27=\"AD-05-5440\",'Battery Consumption'!$E$12,IF($CC27=\"AD-05-5435\",'Battery Consumption'!$E$13,IF($CC27=\"AD-05-5445\",'Battery Consumption'!$E$14,IF($CC27=\"AD-05-5455\",'Battery Consumption'!$E$15,IF($CC27=\"AD-05-5450\",'Battery Consumption'!$E$16,IF($CC27=\"AD-05-5460\",'Battery Consumption'!$E$17,IF($CC27=\"AD-05-5465\",'Battery Consumption'!$E$18,IF($CC27=\"AD-05-5470\",'Battery Consumption'!$E$19,IF($CC27=\"AD-05-5401\",'Battery Consumption'!$E$20,IF($CC27=\"AD-05-5413\",'Battery Consumption'!$E$21,IF($CC27=\"AD-05-5406\",'Battery Consumption'!$E$22,IF($CC27=\"AD-05-5416\",'Battery Consumption'!$E$23,IF($CC27=\"AD-05-5426\",'Battery Consumption'!$E$24,IF($CC27=\"AD-05-5421\",'Battery Consumption'!$E$25,IF($CC27=\"AD-05-5432\",'Battery Consumption'!$E$26,IF($CC27=\"AD-05-5441\",'Battery Consumption'!$E$27,IF($CC27=\"AD-05-5437\",'Battery Consumption'!$E$28,IF($CC27=\"AD-05-5446\",'Battery Consumption'!$E$29,IF($CC27=\"AD-05-5456\",'Battery Consumption'!$E$30,IF($CC27=\"AD-05-5451\",'Battery Consumption'!$E$31,IF($CC27=\"AD-05-5461\",'Battery Consumption'!$E$32,IF($CC27=\"AD-05-5471\",'Battery Consumption'!$E$33,IF($CC27=\"AD-05-5466\",'Battery Consumption'!$E$34,0))))))))))))))))))))))))))))))),0))","v":0},0,0,{"$f":"IF($F27>0,(IF($CH27<12,Reference!$J$259,IF($CH27<24,Reference!$J$260,IF($CH27<65,Reference!$J$260,\"Get your own\")))),0)","v":0},{"$f":"IF($F27>0,(IF($CH27<12,Reference!$F$259,IF($CH27<24,Reference!$F$260,IF($CH27<65,Reference!$F$260,\"Get your own\")))),0)","v":0},{"$f":"IF($F27>0,(IF($CH27<12,Reference!$H$259,IF($CH27<24,Reference!$H$260,IF($CH27<65,Reference!$H$260,\"Get your own\")))),0)","v":0},null,null,null,"AD-05-5425","FM-Net-ProSens UL Silent-TP3",0,"FM"]
[24,null,null,0,{"$f":"IF(B28=\"VEP-A00-1P\",+Reference!$C$15,IF(B28=\"VEP-A00-P-1P\",+Reference!$C$16,IF(B28=\"VEP-A00-P-2P\",+Reference!$C$17,IF(B28=\"VEP-A00-P-3P\",+Reference!$C$18,IF(B28=\"VEP-A00-P-4P\",+Reference!$C$19,IF(B28=\"VES-A00-P-1P\",+Reference!$C$20,IF(B28=\"VES-A00-P-2P\",+Reference!$C$21,IF(B28=\"VES-A00-P-3P\",+Reference!$C$22,IF(B28=\"VES-A00-P-4P\",+Reference!$C$23,IF(B28=\"VEU-A00-P-1P\",+Reference!$C$24,IF(B28=\"VEU-A00-P-2P\",+Reference!$C$25,IF(B28=\"VEU-A00-P-3P\",+Reference!$C$26,IF(B28=\"VEU-A00-P-4P\",+Reference!$C$27,IF(B28=\"To Select\",\"Pending\",0))))))))))))))","v":0},null,0,null,null,null,null,null,null,null,null,null,null,null,null,null,null,null,null,null,null,null,0,null,null,{"$f":"IF($A$2=\"UL\",(IF($AN28=1,(IF(AND($W28=1, $V28=1),Reference!$C$56,IF(AND($X28=1, $V28=1),Reference!$C$59,IF(AND($Y28=1, $V28=1),Reference!$C$57,IF(AND($W28=1, $V28=2),Reference!$C$57,IF(AND($X28=1, $V28=2),Reference!$C$60,IF(AND($Y28=1, $V28=2),Reference!$C$63,IF(AND($W28=1, $V28=3),Reference!$C$58,IF(AND($X28=1, $V28=3),Reference!$C$61,IF(AND($Y28=1, $V28=3),Reference!$C$64,0)))))))))),(IF($V28=0,0,IF($V28=1,Reference!$C$53,IF($V28=2,Reference!$C$54,IF($V28=3,Reference!$C$55,0))))))),(IF($AN28=1,(IF(AND($W28=1, $V28=1),Reference!$C$41,IF(AND($X28=1, $V28=1),Reference!$C$44,IF(AND($Y28=1, $V28=1),Reference!$C$42,IF(AND($W28=1, $V28=2),Reference!$C$42,IF(AND($X28=1, $V28=2),Reference!$C$45,IF(AND($Y28=1, $V28=2),Reference!$C$48,IF(AND($W28=1, $V28=3),Reference!$C$43,IF(AND($X28=1, $V28=3),Reference!$C$46,IF(AND($Y28=1, $V28=3),Reference!$C$49,0)))))))))),(IF($V28=0,0,IF($V28=1,Reference!$C$38,IF($V28=2,Reference!$C$39,IF($V28=3,Reference!$C$40,0))))))))","v":0},{"$f":"IF($A$2=\"UL\",(IF($AN28=1,(IF(AND($W28=1, $V28=1),Reference!$B$56,IF(AND($X28=1, $V28=1),Reference!$B$59,IF(AND($Y28=1, $V28=1),Reference!$B$57,IF(AND($W28=1, $V28=2),Reference!$B$57,IF(AND($X28=1, $V28=2),Reference!$B$60,IF(AND($Y28=1, $V28=2),Reference!$B$63,IF(AND($W28=1, $V28=3),Reference!$B$58,IF(AND($X28=1, $V28=3),Reference!$B$61,IF(AND($Y28=1, $V28=3),Reference!$B$64,0)))))))))),(IF($V28=0,0,IF($V28=1,Reference!$B$53,IF($V28=2,Reference!$B$54,IF($V28=3,Reference!$B$55,0))))))),(IF($AN28=1,(IF(AND($W28=1, $V28=1),Reference!$B$41,IF(AND($X28=1, $V28=1),Reference!$B$44,IF(AND($Y28=1, $V28=1),Reference!$B$42,IF(AND($W28=1, $V28=2),Reference!$B$42,IF(AND($X28=1, $V28=2),Reference!$B$45,IF(AND($Y28=1, $V28=2),Reference!$B$48,IF(AND($W28=1, $V28=3),Reference!$B$43,IF(AND($X28=1, $V28=3),Reference!$B$46,IF(AND($Y28=1, $V28=3),Reference!$B$49,0)))))))))),(IF($V28=0,0,IF($V28=1,Reference!$B$38,IF($V28=2,Reference!$B$39,IF($V28=3,Reference!$B$40,0))))))))","v":0},0,{"$f":"IF($AN28=1,(IF(AND($W28=1, $V28=1),Reference!$G$41,IF(AND($X28=1, $V28=1),Reference!$G$44,IF(AND($Y28=1, $V28=1),Reference!$G$42,IF(AND($W28=1, $V28=2),Reference!$G$42,IF(AND($X28=1, $V28=2),Reference!$G$45,IF(AND($Y28=1, $V28=2),Reference!$G$48,IF(AND($W28=1, $V28=3),Reference!$G$43,IF(AND($X28=1, $V28=3),Reference!$G$46,IF(AND($Y28=1, $V28=3),Reference!$G$49,0)))))))))),(IF($V28=0,0,IF($V28=1,Reference!$G$38,IF($V28=2,Reference!$G$39,IF($V28=3,Reference!$G$40,))))))","v":0},0,0,0,0,0,0,0,0,null,null,0,null,0,null,null,null,null,null,0,null,{"$f":"IF($A$2=\"UL\",(IF($Z28=1,(IF($C28=\"Standard\",(IF(OR($D28=\"VEP1\",$D28=\"VEP2\"),Reference!$B$140,IF(OR($D28=\"VES1\",$D28=\"VES2\"),Reference!$B$140,IF(OR($D28=\"VEU1\",$D28=\"VEU2\"),Reference!$B$141,0)))),IF($C28=\"Silent\",(IF(OR($D28=\"VEP1\",$D28=\"VEP2\"),Reference!$B$140,IF(OR($D28=\"VES1\",$D28=\"VES2\"),Reference!$B$140,IF(OR($D28=\"VEU1\",$D28=\"VEU2\"),Reference!$B$141,0)))),IF($C28=\"Freeze\",(IF(OR($D28=\"VEP1\",$D28=\"VEP2\"),Reference!$B$143,IF(OR($D28=\"VES1\",$D28=\"VES2\"),Reference!$B$143,IF(OR($D28=\"VEU1\",$D28=\"VEU2\"),Reference!$B$144,0)))),0)))),(IF($C28=\"Standard\",(IF(OR($D28=\"VEP1\",$D28=\"VEP2\"),Reference!$B$122,IF(OR($D28=\"VES1\",$D28=\"VES2\"),Reference!$B$122,IF(OR($D28=\"VEU1\",$D28=\"VEU2\"),Reference!$B$123,0)))),IF($C28=\"Silent\",(IF(OR($D28=\"VEP1\",$D28=\"VEP2\"),Reference!$B$122,IF(OR($D28=\"VES1\",$D28=\"VES2\"),Reference!$B$122,IF(OR($D28=\"VEU1\",$D28=\"VEU2\"),Reference!$B$123,0)))),IF($C28=\"Freeze\",(IF(OR($D28=\"VEP1\",$D28=\"VEP2\"),Reference!$B$140,IF(OR($D28=\"VES1\",$D28=\"VES2\"),Reference!$B$140,IF(OR($D28=\"VEU1\",$D28=\"VEU2\"),Reference!$B$141,0)))),0)))))),(IF($Z28=1,(IF($C28=\"Standard\",(IF(OR($D28=\"VEP1\",$D28=\"VEP2\"),Reference!$B$109,IF(OR($D28=\"VES1\",$D28=\"VES2\"),Reference!$B$110,IF(OR($D28=\"VEU1\",$D28=\"VEU2\"),Reference!$B$111,0)))),IF($C28=\"Silent\",(IF(OR($D28=\"VEP1\",$D28=\"VEP2\"),Reference!$B$109,IF(OR($D28=\"VES1\",$D28=\"VES2\"),Reference!$B$110,IF(OR($D28=\"VEU1\",$D28=\"VEU2\"),Reference!$B$111,0)))),IF($C28=\"Freeze\",(IF(OR($D28=\"VEP1\",$D28=\"VEP2\"),Reference!$B$112,IF(OR($D28=\"VES1\",$D28=\"VES2\"),Reference!$B$113,IF(OR($D28=\"VEU1\",$D28=\"VEU2\"),Reference!$B$114,0)))),0)))),(IF($C28=\"Standard\",(IF(OR($D28=\"VEP1\",$D28=\"VEP2\"),Reference!$B$91,IF(OR($D28=\"VES1\",$D28=\"VES2\"),Reference!$B$92,IF(OR($D28=\"VEU1\",$D28=\"VEU2\"),Reference!$B$93,0)))),IF($C28=\"Silent\",(IF(OR($D28=\"VEP1\",$D28=\"VEP2\"),Reference!$B$91,IF(OR($D28=\"VES1\",$D28=\"VES2\"),Reference!$B$92,IF(OR($D28=\"VEU1\",$D28=\"VEU2\"),Reference!$B$93,0)))),IF($C28=\"Freeze\",(IF(OR($D28=\"VEP1\",$D28=\"VEP2\"),Reference!$B$94,IF(OR($D28=\"VES1\",$D28=\"VES2\"),Reference!$B$95,IF(OR($D28=\"VEU1\",$D28=\"VEU2\"),Reference!$B$96,0)))),0)))))))","v":0},0,{"$f":"IF($A$2=\"UL\",(IF($Z28=1,(IF($C28=\"Standard\",(IF(OR($D28=\"VEP1\",$D28=\"VEP2\"),Reference!$C$140,IF(OR($D28=\"VES1\",$D28=\"VES2\"),Reference!$C$140,IF(OR($D28=\"VEU1\",$D28=\"VEU2\"),Reference!$C$141,0)))),IF($C28=\"Silent\",(IF(OR($D28=\"VEP1\",$D28=\"VEP2\"),Reference!$C$140,IF(OR($D28=\"VES1\",$D28=\"VES2\"),Reference!$C$140,IF(OR($D28=\"VEU1\",$D28=\"VEU2\"),Reference!$C$141,0)))),IF($C28=\"Freeze\",(IF(OR($D28=\"VEP1\",$D28=\"VEP2\"),Reference!$C$143,IF(OR($D28=\"VES1\",$D28=\"VES2\"),Reference!$C$143,IF(OR($D28=\"VEU1\",$D28=\"VEU2\"),Reference!$C$144,0)))),0)))),(IF($C28=\"Standard\",(IF(OR($D28=\"VEP1\",$D28=\"VEP2\"),Reference!$C$122,IF(OR($D28=\"VES1\",$D28=\"VES2\"),Reference!$C$122,IF(OR($D28=\"VEU1\",$D28=\"VEU2\"),Reference!$C$123,0)))),IF($C28=\"Silent\",(IF(OR($D28=\"VEP1\",$D28=\"VEP2\"),Reference!$C$122,IF(OR($D28=\"VES1\",$D28=\"VES2\"),Reference!$C$122,IF(OR($D28=\"VEU1\",$D28=\"VEU2\"),Reference!$C$123,0)))),IF($C28=\"Freeze\",(IF(OR($D28=\"VEP1\",$D28=\"VEP2\"),Reference!$C$140,IF(OR($D28=\"VES1\",$D28=\"VES2\"),Reference!$C$140,IF(OR($D28=\"VEU1\",$D28=\"VEU2\"),Reference!$C$141,0)))),0)))))),(IF($Z28=1,(IF($C28=\"Standard\",(IF(OR($D28=\"VEP1\",$D28=\"VEP2\"),Reference!$C$109,IF(OR($D28=\"VES1\",$D28=\"VES2\"),Reference!$C$110,IF(OR($D28=\"VEU1\",$D28=\"VEU2\"),Reference!$C$111,0)))),IF($C28=\"Silent\",(IF(OR($D28=\"VEP1\",$D28=\"VEP2\"),Reference!$C$109,IF(OR($D28=\"VES1\",$D28=\"VES2\"),Reference!$C$110,IF(OR($D28=\"VEU1\",$D28=\"VEU2\"),Reference!$C$111,0)))),IF($C28=\"Freeze\",(IF(OR($D28=\"VEP1\",$D28=\"VEP2\"),Reference!$C$112,IF(OR($D28=\"VES1\",$D28=\"VES2\"),Reference!$C$113,IF(OR($D28=\"VEU1\",$D28=\"VEU2\"),Reference!$C$114,0)))),0)))),(IF($C28=\"Standard\",(IF(OR($D28=\"VEP1\",$D28=\"VEP2\"),Reference!$C$91,IF(OR($D28=\"VES1\",$D28=\"VES2\"),Reference!$C$92,IF(OR($D28=\"VEU1\",$D28=\"VEU2\"),Reference!$C$93,0)))),IF($C28=\"Silent\",(IF(OR($D28=\"VEP1\",$D28=\"VEP2\"),Reference!$C$91,IF(OR($D28=\"VES1\",$D28=\"VES2\"),Reference!$C$92,IF(OR($D28=\"VEU1\",$D28=\"VEU2\"),Reference!$C$93,0)))),IF($C28=\"Freeze\",(IF(OR($D28=\"VEP1\",$D28=\"VEP2\"),Reference!$C$94,IF(OR($D28=\"VES1\",$D28=\"VES2\"),Reference!$C$95,IF(OR($D28=\"VEU1\",$D28=\"VEU2\"),Reference!$C$96,0)))),0)))))))","v":0},{"$f":"IF($A$2=\"UL\",(IF($Z28=1,(IF($C28=\"Standard\",(IF(OR($D28=\"VEP1\",$D28=\"VEP2\"),Reference!$D$140,IF(OR($D28=\"VES1\",$D28=\"VES2\"),Reference!$D$140,IF(OR($D28=\"VEU1\",$D28=\"VEU2\"),Reference!$D$141,0)))),IF($C28=\"Silent\",(IF(OR($D28=\"VEP1\",$D28=\"VEP2\"),Reference!$D$140,IF(OR($D28=\"VES1\",$D28=\"VES2\"),Reference!$D$140,IF(OR($D28=\"VEU1\",$D28=\"VEU2\"),Reference!$D$141,0)))),IF($C28=\"Freeze\",(IF(OR($D28=\"VEP1\",$D28=\"VEP2\"),Reference!$D$143,IF(OR($D28=\"VES1\",$D28=\"VES2\"),Reference!$D$143,IF(OR($D28=\"VEU1\",$D28=\"VEU2\"),Reference!$D$144,0)))),0)))),(IF($C28=\"Standard\",(IF(OR($D28=\"VEP1\",$D28=\"VEP2\"),Reference!$D$122,IF(OR($D28=\"VES1\",$D28=\"VES2\"),Reference!$D$122,IF(OR($D28=\"VEU1\",$D28=\"VEU2\"),Reference!$D$123,0)))),IF($C28=\"Silent\",(IF(OR($D28=\"VEP1\",$D28=\"VEP2\"),Reference!$D$122,IF(OR($D28=\"VES1\",$D28=\"VES2\"),Reference!$D$122,IF(OR($D28=\"VEU1\",$D28=\"VEU2\"),Reference!$D$123,0)))),IF($C28=\"Freeze\",(IF(OR($D28=\"VEP1\",$D28=\"VEP2\"),Reference!$D$140,IF(OR($D28=\"VES1\",$D28=\"VES2\"),Reference!$D$140,IF(OR($D28=\"VEU1\",$D28=\"VEU2\"),Reference!$D$141,0)))),0)))))),(IF($Z28=1,(IF($C28=\"Standard\",(IF(OR($D28=\"VEP1\",$D28=\"VEP2\"),Reference!$D$109,IF(OR($D28=\"VES1\",$D28=\"VES2\"),Reference!$D$110,IF(OR($D28=\"VEU1\",$D28=\"VEU2\"),Reference!$D$111,0)))),IF($C28=\"Silent\",(IF(OR($D28=\"VEP1\",$D28=\"VEP2\"),Reference!$D$109,IF(OR($D28=\"VES1\",$D28=\"VES2\"),Reference!$D$110,IF(OR($D28=\"VEU1\",$D28=\"VEU2\"),Reference!$D$111,0)))),IF($C28=\"Freeze\",(IF(OR($D28=\"VEP1\",$D28=\"VEP2\"),Reference!$D$112,IF(OR($D28=\"VES1\",$D28=\"VES2\"),Reference!$D$113,IF(OR($D28=\"VEU1\",$D28=\"VEU2\"),Reference!$D$114,0)))),0)))),(IF($C28=\"Standard\",(IF(OR($D28=\"VEP1\",$D28=\"VEP2\"),Reference!$D$91,IF(OR($D28=\"VES1\",$D28=\"VES2\"),Reference!$D$92,IF(OR($D28=\"VEU1\",$D28=\"VEU2\"),Reference!$D$93,0)))),IF($C28=\"Silent\",(IF(OR($D28=\"VEP1\",$D28=\"VEP2\"),Reference!$D$91,IF(OR($D28=\"VES1\",$D28=\"VES2\"),Reference!$D$92,IF(OR($D28=\"VEU1\",$D28=\"VEU2\"),Reference!$D$93,0)))),IF($C28=\"Freeze\",(IF(OR($D28=\"VEP1\",$D28=\"VEP2\"),Reference!$D$94,IF(OR($D28=\"VES1\",$D28=\"VES2\"),Reference!$D$95,IF(OR($D28=\"VEU1\",$D28=\"VEU2\"),Reference!$D$96,0)))),0)))))))","v":0},0,0,0,null,"No",0,0,0,0,{"$f":"IF(B28>0,(IF($BL28=1,IF($BN28=3,Reference!$C$194,IF($BN28=4,Reference!$C$196,IF($BN28=5,Reference!$C$198,0))),IF($BL28=2,IF($BN28=4,Reference!$C$195,IF($BN28=5,Reference!$C$197,IF($BN28=6,Reference!$C$199,0)))))),0)","v":0},{"$f":"IF(B28>0,(IF($BL28=1,IF($BN28=3,Reference!$D$194,IF($BN28=4,Reference!$D$196,IF($BN28=5,Reference!$D$198,0))),IF($BL28=2,IF($BN28=4,Reference!$D$195,IF($BN28=5,Reference!$D$197,IF($BN28=6,Reference!$D$199,0)))))),0)","v":0},{"$f":"IF(B28>0,(IF($BL28=1,IF($BN28=3,Reference!$E$194,IF($BN28=4,Reference!$E$196,IF($BN28=5,Reference!$E$198,0))),IF($BL28=2,IF($BN28=4,Reference!$E$195,IF($BN28=5,Reference!$E$197,IF($BN28=6,Reference!$E$199,0)))))),0)","v":0},0,0,null,{"$f":"IF($BS28=1,(IF($BT28=\"NU2\",Reference!$B$221,IF($BT28=\"NU2D\",Reference!$B$222,IF($BT28=\"NU5N\",Reference!$B$223,IF($BT28=\"NU5DN\",Reference!$B$224,IF($BT28=\"NU5DOData\",Reference!$B$225,IF($BT28=\"NU5DOFD\",Reference!$B$227,IF($BT28=\"NU5DF\",Reference!$B$226,\"\")))))))),0)","v":0},{"$f":"IF($BS28=1,(IF($BT28=\"NU2\",Reference!$D$221,IF($BT28=\"NU2D\",Reference!$D$222,IF($BT28=\"NU5N\",Reference!$D$223,IF($BT28=\"NU5DN\",Reference!$D$224,IF($BT28=\"NU5DOData\",Reference!$D$225,IF($BT28=\"NU5DOFD\",Reference!$D$227,IF($BT28=\"NU5DF\",Reference!$D$226,\"\")))))))),0)","v":0},{"$f":"IF($BS28=1,(IF($BT28=\"NU2\",Reference!$E$221,IF($BT28=\"NU2D\",Reference!$E$222,IF($BT28=\"NU5N\",Reference!$E$223,IF($BT28=\"NU5DN\",Reference!$E$224,IF($BT28=\"NU5DOData\",Reference!$E$225,IF($BT28=\"NU5DOFD\",Reference!$E$227,IF($BT28=\"NU5DF\",Reference!$E$226,\"\")))))))),0)","v":0},null,null,{"$f":"IF($BY28=\"AD-10-1960\",Reference!$G$232,IF($BY28=\"AD-10-1963\",Reference!$G$233,IF($BY28=\"AD-10-1966\",Reference!$G$237,IF($BY28=\"AD-10-1975\",Reference!$G$237,IF($BY28=\"AD-10-1980\",Reference!$G$238,\"\")))))","v":""},{"$f":"IF($BY28=\"AD-10-1960\",Reference!$F$232,IF($BY28=\"AD-10-1963\",Reference!$F$233,IF($BY28=\"AD-10-1966\",Reference!$F$237,IF($BY28=\"AD-10-1975\",Reference!$F$237,IF($BY28=\"AD-10-1980\",Reference!$F$238,\"\")))))","v":""},{"$f":"IF($BY28=\"AD-10-1960\",Reference!$E$232,IF($BY28=\"AD-10-1963\",Reference!$E$233,IF($BY28=\"AD-10-1966\",Reference!$E$237,IF($BY28=\"AD-10-1975\",Reference!$E$237,IF($BY28=\"AD-10-1980\",Reference!$E$238,\"\")))))","v":""},0,{"$f":"(IF($F28>0,(IF($CC28=\"AD-05-5400\",'Battery Consumption'!$D$5,IF($CC28=\"AD-05-5410\",'Battery Consumption'!$D$6,IF($CC28=\"AD-05-5405\",'Battery Consumption'!$D$7,IF($CC28=\"AD-05-5415\",'Battery Consumption'!$D$8,IF($CC28=\"AD-05-5425\",'Battery Consumption'!$D$9,IF($CC28=\"AD-05-5420\",'Battery Consumption'!$D$10,IF($CC28=\"AD-05-5430\",'Battery Consumption'!$D$11,IF($CC28=\"AD-05-5440\",'Battery Consumption'!$D$12,IF($CC28=\"AD-05-5435\",'Battery Consumption'!$D$13,IF($CC28=\"AD-05-5445\",'Battery Consumption'!$D$14,IF($CC28=\"AD-05-5455\",'Battery Consumption'!$D$15,IF($CC28=\"AD-05-5450\",'Battery Consumption'!$D$16,IF($CC28=\"AD-05-5460\",'Battery Consumption'!$D$17,IF($CC28=\"AD-05-5465\",'Battery Consumption'!$D$18,IF($CC28=\"AD-05-5470\",'Battery Consumption'!$D$19,IF($CC28=\"AD-05-5401\",'Battery Consumption'!$D$20,IF($CC28=\"AD-05-5413\",'Battery Consumption'!$D$21,IF($CC28=\"AD-05-5406\",'Battery Consumption'!$D$22,IF($CC28=\"AD-05-5416\",'Battery Consumption'!$D$23,IF($CC28=\"AD-05-5426\",'Battery Consumption'!$D$24,IF($CC28=\"AD-05-5421\",'Battery Consumption'!$D$25,IF($CC28=\"AD-05-5432\",'Battery Consumption'!$D$26,IF($CC28=\"AD-05-5441\",'Battery Consumption'!$D$27,IF($CC28=\"AD-05-5437\",'Battery Consumption'!$D$28,IF($CC28=\"AD-05-5446\",'Battery Consumption'!$D$29,IF($CC28=\"AD-05-5456\",'Battery Consumption'!$D$30,IF($CC28=\"AD-05-5451\",'Battery Consumption'!$D$31,IF($CC28=\"AD-05-5461\",'Battery Consumption'!$D$32,IF($CC28=\"AD-05-5471\",'Battery Consumption'!$D$33,IF($CC28=\"AD-05-5466\",'Battery Consumption'!$D$34,0))))))))))))))))))))))))))))))),0))","v":0},0,{"$f":"(IF($F28>0,(IF($CC28=\"AD-05-5400\",'Battery Consumption'!$E$5,IF($CC28=\"AD-05-5410\",'Battery Consumption'!$E$6,IF($CC28=\"AD-05-5405\",'Battery Consumption'!$E$7,IF($CC28=\"AD-05-5415\",'Battery Consumption'!$E$8,IF($CC28=\"AD-05-5425\",'Battery Consumption'!$E$9,IF($CC28=\"AD-05-5420\",'Battery Consumption'!$E$10,IF($CC28=\"AD-05-5430\",'Battery Consumption'!$E$11,IF($CC28=\"AD-05-5440\",'Battery Consumption'!$E$12,IF($CC28=\"AD-05-5435\",'Battery Consumption'!$E$13,IF($CC28=\"AD-05-5445\",'Battery Consumption'!$E$14,IF($CC28=\"AD-05-5455\",'Battery Consumption'!$E$15,IF($CC28=\"AD-05-5450\",'Battery Consumption'!$E$16,IF($CC28=\"AD-05-5460\",'Battery Consumption'!$E$17,IF($CC28=\"AD-05-5465\",'Battery Consumption'!$E$18,IF($CC28=\"AD-05-5470\",'Battery Consumption'!$E$19,IF($CC28=\"AD-05-5401\",'Battery Consumption'!$E$20,IF($CC28=\"AD-05-5413\",'Battery Consumption'!$E$21,IF($CC28=\"AD-05-5406\",'Battery Consumption'!$E$22,IF($CC28=\"AD-05-5416\",'Battery Consumption'!$E$23,IF($CC28=\"AD-05-5426\",'Battery Consumption'!$E$24,IF($CC28=\"AD-05-5421\",'Battery Consumption'!$E$25,IF($CC28=\"AD-05-5432\",'Battery Consumption'!$E$26,IF($CC28=\"AD-05-5441\",'Battery Consumption'!$E$27,IF($CC28=\"AD-05-5437\",'Battery Consumption'!$E$28,IF($CC28=\"AD-05-5446\",'Battery Consumption'!$E$29,IF($CC28=\"AD-05-5456\",'Battery Consumption'!$E$30,IF($CC28=\"AD-05-5451\",'Battery Consumption'!$E$31,IF($CC28=\"AD-05-5461\",'Battery Consumption'!$E$32,IF($CC28=\"AD-05-5471\",'Battery Consumption'!$E$33,IF($CC28=\"AD-05-5466\",'Battery Consumption'!$E$34,0))))))))))))))))))))))))))))))),0))","v":0},0,0,{"$f":"IF($F28>0,(IF($CH28<12,Reference!$J$259,IF($CH28<24,Reference!$J$260,IF($CH28<65,Reference!$J$260,\"Get your own\")))),0)","v":0},{"$f":"IF($F28>0,(IF($CH28<12,Reference!$F$259,IF($CH28<24,Reference!$F$260,IF($CH28<65,Reference!$F$260,\"Get your own\")))),0)","v":0},{"$f":"IF($F28>0,(IF($CH28<12,Reference!$H$259,IF($CH28<24,Reference!$H$260,IF($CH28<65,Reference!$H$260,\"Get your own\")))),0)","v":0},null,null,null,"AD-05-5420","FM-Net-ProSens UL Freeze-TP3",0,"FM"]
[25,null,null,0,{"$f":"IF(B29=\"VEP-A00-1P\",+Reference!$C$15,IF(B29=\"VEP-A00-P-1P\",+Reference!$C$16,IF(B29=\"VEP-A00-P-2P\",+Reference!$C$17,IF(B29=\"VEP-A00-P-3P\",+Reference!$C$18,IF(B29=\"VEP-A00-P-4P\",+Reference!$C$19,IF(B29=\"VES-A00-P-1P\",+Reference!$C$20,IF(B29=\"VES-A00-P-2P\",+Reference!$C$21,IF(B29=\"VES-A00-P-3P\",+Reference!$C$22,IF(B29=\"VES-A00-P-4P\",+Reference!$C$23,IF(B29=\"VEU-A00-P-1P\",+Reference!$C$24,IF(B29=\"VEU-A00-P-2P\",+Reference!$C$25,IF(B29=\"VEU-A00-P-3P\",+Reference!$C$26,IF(B29=\"VEU-A00-P-4P\",+Reference!$C$27,IF(B29=\"To Select\",\"Pending\",0))))))))))))))","v":0},null,0,null,null,null,null,null,null,null,null,null,null,null,null,null,null,null,null,null,null,null,0,null,null,{"$f":"IF($A$2=\"UL\",(IF($AN29=1,(IF(AND($W29=1, $V29=1),Reference!$C$56,IF(AND($X29=1, $V29=1),Reference!$C$59,IF(AND($Y29=1, $V29=1),Reference!$C$57,IF(AND($W29=1, $V29=2),Reference!$C$57,IF(AND($X29=1, $V29=2),Reference!$C$60,IF(AND($Y29=1, $V29=2),Reference!$C$63,IF(AND($W29=1, $V29=3),Reference!$C$58,IF(AND($X29=1, $V29=3),Reference!$C$61,IF(AND($Y29=1, $V29=3),Reference!$C$64,0)))))))))),(IF($V29=0,0,IF($V29=1,Reference!$C$53,IF($V29=2,Reference!$C$54,IF($V29=3,Reference!$C$55,0))))))),(IF($AN29=1,(IF(AND($W29=1, $V29=1),Reference!$C$41,IF(AND($X29=1, $V29=1),Reference!$C$44,IF(AND($Y29=1, $V29=1),Reference!$C$42,IF(AND($W29=1, $V29=2),Reference!$C$42,IF(AND($X29=1, $V29=2),Reference!$C$45,IF(AND($Y29=1, $V29=2),Reference!$C$48,IF(AND($W29=1, $V29=3),Reference!$C$43,IF(AND($X29=1, $V29=3),Reference!$C$46,IF(AND($Y29=1, $V29=3),Reference!$C$49,0)))))))))),(IF($V29=0,0,IF($V29=1,Reference!$C$38,IF($V29=2,Reference!$C$39,IF($V29=3,Reference!$C$40,0))))))))","v":0},{"$f":"IF($A$2=\"UL\",(IF($AN29=1,(IF(AND($W29=1, $V29=1),Reference!$B$56,IF(AND($X29=1, $V29=1),Reference!$B$59,IF(AND($Y29=1, $V29=1),Reference!$B$57,IF(AND($W29=1, $V29=2),Reference!$B$57,IF(AND($X29=1, $V29=2),Reference!$B$60,IF(AND($Y29=1, $V29=2),Reference!$B$63,IF(AND($W29=1, $V29=3),Reference!$B$58,IF(AND($X29=1, $V29=3),Reference!$B$61,IF(AND($Y29=1, $V29=3),Reference!$B$64,0)))))))))),(IF($V29=0,0,IF($V29=1,Reference!$B$53,IF($V29=2,Reference!$B$54,IF($V29=3,Reference!$B$55,0))))))),(IF($AN29=1,(IF(AND($W29=1, $V29=1),Reference!$B$41,IF(AND($X29=1, $V29=1),Reference!$B$44,IF(AND($Y29=1, $V29=1),Reference!$B$42,IF(AND($W29=1, $V29=2),Reference!$B$42,IF(AND($X29=1, $V29=2),Reference!$B$45,IF(AND($Y29=1, $V29=2),Reference!$B$48,IF(AND($W29=1, $V29=3),Reference!$B$43,IF(AND($X29=1, $V29=3),Reference!$B$46,IF(AND($Y29=1, $V29=3),Reference!$B$49,0)))))))))),(IF($V29=0,0,IF($V29=1,Reference!$B$38,IF($V29=2,Reference!$B$39,IF($V29=3,Reference!$B$40,0))))))))","v":0},0,{"$f":"IF($AN29=1,(IF(AND($W29=1, $V29=1),Reference!$G$41,IF(AND($X29=1, $V29=1),Reference!$G$44,IF(AND($Y29=1, $V29=1),Reference!$G$42,IF(AND($W29=1, $V29=2),Reference!$G$42,IF(AND($X29=1, $V29=2),Reference!$G$45,IF(AND($Y29=1, $V29=2),Reference!$G$48,IF(AND($W29=1, $V29=3),Reference!$G$43,IF(AND($X29=1, $V29=3),Reference!$G$46,IF(AND($Y29=1, $V29=3),Reference!$G$49,0)))))))))),(IF($V29=0,0,IF($V29=1,Reference!$G$38,IF($V29=2,Reference!$G$39,IF($V29=3,Reference!$G$40,))))))","v":0},0,0,0,0,0,0,0,0,null,null,0,null,0,null,null,null,null,null,0,null,{"$f":"IF($A$2=\"UL\",(IF($Z29=1,(IF($C29=\"Standard\",(IF(OR($D29=\"VEP1\",$D29=\"VEP2\"),Reference!$B$140,IF(OR($D29=\"VES1\",$D29=\"VES2\"),Reference!$B$140,IF(OR($D29=\"VEU1\",$D29=\"VEU2\"),Reference!$B$141,0)))),IF($C29=\"Silent\",(IF(OR($D29=\"VEP1\",$D29=\"VEP2\"),Reference!$B$140,IF(OR($D29=\"VES1\",$D29=\"VES2\"),Reference!$B$140,IF(OR($D29=\"VEU1\",$D29=\"VEU2\"),Reference!$B$141,0)))),IF($C29=\"Freeze\",(IF(OR($D29=\"VEP1\",$D29=\"VEP2\"),Reference!$B$143,IF(OR($D29=\"VES1\",$D29=\"VES2\"),Reference!$B$143,IF(OR($D29=\"VEU1\",$D29=\"VEU2\"),Reference!$B$144,0)))),0)))),(IF($C29=\"Standard\",(IF(OR($D29=\"VEP1\",$D29=\"VEP2\"),Reference!$B$122,IF(OR($D29=\"VES1\",$D29=\"VES2\"),Reference!$B$122,IF(OR($D29=\"VEU1\",$D29=\"VEU2\"),Reference!$B$123,0)))),IF($C29=\"Silent\",(IF(OR($D29=\"VEP1\",$D29=\"VEP2\"),Reference!$B$122,IF(OR($D29=\"VES1\",$D29=\"VES2\"),Reference!$B$122,IF(OR($D29=\"VEU1\",$D29=\"VEU2\"),Reference!$B$123,0)))),IF($C29=\"Freeze\",(IF(OR($D29=\"VEP1\",$D29=\"VEP2\"),Reference!$B$140,IF(OR($D29=\"VES1\",$D29=\"VES2\"),Reference!$B$140,IF(OR($D29=\"VEU1\",$D29=\"VEU2\"),Reference!$B$141,0)))),0)))))),(IF($Z29=1,(IF($C29=\"Standard\",(IF(OR($D29=\"VEP1\",$D29=\"VEP2\"),Reference!$B$109,IF(OR($D29=\"VES1\",$D29=\"VES2\"),Reference!$B$110,IF(OR($D29=\"VEU1\",$D29=\"VEU2\"),Reference!$B$111,0)))),IF($C29=\"Silent\",(IF(OR($D29=\"VEP1\",$D29=\"VEP2\"),Reference!$B$109,IF(OR($D29=\"VES1\",$D29=\"VES2\"),Reference!$B$110,IF(OR($D29=\"VEU1\",$D29=\"VEU2\"),Reference!$B$111,0)))),IF($C29=\"Freeze\",(IF(OR($D29=\"VEP1\",$D29=\"VEP2\"),Reference!$B$112,IF(OR($D29=\"VES1\",$D29=\"VES2\"),Reference!$B$113,IF(OR($D29=\"VEU1\",$D29=\"VEU2\"),Reference!$B$114,0)))),0)))),(IF($C29=\"Standard\",(IF(OR($D29=\"VEP1\",$D29=\"VEP2\"),Reference!$B$91,IF(OR($D29=\"VES1\",$D29=\"VES2\"),Reference!$B$92,IF(OR($D29=\"VEU1\",$D29=\"VEU2\"),Reference!$B$93,0)))),IF($C29=\"Silent\",(IF(OR($D29=\"VEP1\",$D29=\"VEP2\"),Reference!$B$91,IF(OR($D29=\"VES1\",$D29=\"VES2\"),Reference!$B$92,IF(OR($D29=\"VEU1\",$D29=\"VEU2\"),Reference!$B$93,0)))),IF($C29=\"Freeze\",(IF(OR($D29=\"VEP1\",$D29=\"VEP2\"),Reference!$B$94,IF(OR($D29=\"VES1\",$D29=\"VES2\"),Reference!$B$95,IF(OR($D29=\"VEU1\",$D29=\"VEU2\"),Reference!$B$96,0)))),0)))))))","v":0},0,{"$f":"IF($A$2=\"UL\",(IF($Z29=1,(IF($C29=\"Standard\",(IF(OR($D29=\"VEP1\",$D29=\"VEP2\"),Reference!$C$140,IF(OR($D29=\"VES1\",$D29=\"VES2\"),Reference!$C$140,IF(OR($D29=\"VEU1\",$D29=\"VEU2\"),Reference!$C$141,0)))),IF($C29=\"Silent\",(IF(OR($D29=\"VEP1\",$D29=\"VEP2\"),Reference!$C$140,IF(OR($D29=\"VES1\",$D29=\"VES2\"),Reference!$C$140,IF(OR($D29=\"VEU1\",$D29=\"VEU2\"),Reference!$C$141,0)))),IF($C29=\"Freeze\",(IF(OR($D29=\"VEP1\",$D29=\"VEP2\"),Reference!$C$143,IF(OR($D29=\"VES1\",$D29=\"VES2\"),Reference!$C$143,IF(OR($D29=\"VEU1\",$D29=\"VEU2\"),Reference!$C$144,0)))),0)))),(IF($C29=\"Standard\",(IF(OR($D29=\"VEP1\",$D29=\"VEP2\"),Reference!$C$122,IF(OR($D29=\"VES1\",$D29=\"VES2\"),Reference!$C$122,IF(OR($D29=\"VEU1\",$D29=\"VEU2\"),Reference!$C$123,0)))),IF($C29=\"Silent\",(IF(OR($D29=\"VEP1\",$D29=\"VEP2\"),Reference!$C$122,IF(OR($D29=\"VES1\",$D29=\"VES2\"),Reference!$C$122,IF(OR($D29=\"VEU1\",$D29=\"VEU2\"),Reference!$C$123,0)))),IF($C29=\"Freeze\",(IF(OR($D29=\"VEP1\",$D29=\"VEP2\"),Reference!$C$140,IF(OR($D29=\"VES1\",$D29=\"VES2\"),Reference!$C$140,IF(OR($D29=\"VEU1\",$D29=\"VEU2\"),Reference!$C$141,0)))),0)))))),(IF($Z29=1,(IF($C29=\"Standard\",(IF(OR($D29=\"VEP1\",$D29=\"VEP2\"),Reference!$C$109,IF(OR($D29=\"VES1\",$D29=\"VES2\"),Reference!$C$110,IF(OR($D29=\"VEU1\",$D29=\"VEU2\"),Reference!$C$111,0)))),IF($C29=\"Silent\",(IF(OR($D29=\"VEP1\",$D29=\"VEP2\"),Reference!$C$109,IF(OR($D29=\"VES1\",$D29=\"VES2\"),Reference!$C$110,IF(OR($D29=\"VEU1\",$D29=\"VEU2\"),Reference!$C$111,0)))),IF($C29=\"Freeze\",(IF(OR($D29=\"VEP1\",$D29=\"VEP2\"),Reference!$C$112,IF(OR($D29=\"VES1\",$D29=\"VES2\"),Reference!$C$113,IF(OR($D29=\"VEU1\",$D29=\"VEU2\"),Reference!$C$114,0)))),0)))),(IF($C29=\"Standard\",(IF(OR($D29=\"VEP1\",$D29=\"VEP2\"),Reference!$C$91,IF(OR($D29=\"VES1\",$D29=\"VES2\"),Reference!$C$92,IF(OR($D29=\"VEU1\",$D29=\"VEU2\"),Reference!$C$93,0)))),IF($C29=\"Silent\",(IF(OR($D29=\"VEP1\",$D29=\"VEP2\"),Reference!$C$91,IF(OR($D29=\"VES1\",$D29=\"VES2\"),Reference!$C$92,IF(OR($D29=\"VEU1\",$D29=\"VEU2\"),Reference!$C$93,0)))),IF($C29=\"Freeze\",(IF(OR($D29=\"VEP1\",$D29=\"VEP2\"),Reference!$C$94,IF(OR($D29=\"VES1\",$D29=\"VES2\"),Reference!$C$95,IF(OR($D29=\"VEU1\",$D29=\"VEU2\"),Reference!$C$96,0)))),0)))))))","v":0},{"$f":"IF($A$2=\"UL\",(IF($Z29=1,(IF($C29=\"Standard\",(IF(OR($D29=\"VEP1\",$D29=\"VEP2\"),Reference!$D$140,IF(OR($D29=\"VES1\",$D29=\"VES2\"),Reference!$D$140,IF(OR($D29=\"VEU1\",$D29=\"VEU2\"),Reference!$D$141,0)))),IF($C29=\"Silent\",(IF(OR($D29=\"VEP1\",$D29=\"VEP2\"),Reference!$D$140,IF(OR($D29=\"VES1\",$D29=\"VES2\"),Reference!$D$140,IF(OR($D29=\"VEU1\",$D29=\"VEU2\"),Reference!$D$141,0)))),IF($C29=\"Freeze\",(IF(OR($D29=\"VEP1\",$D29=\"VEP2\"),Reference!$D$143,IF(OR($D29=\"VES1\",$D29=\"VES2\"),Reference!$D$143,IF(OR($D29=\"VEU1\",$D29=\"VEU2\"),Reference!$D$144,0)))),0)))),(IF($C29=\"Standard\",(IF(OR($D29=\"VEP1\",$D29=\"VEP2\"),Reference!$D$122,IF(OR($D29=\"VES1\",$D29=\"VES2\"),Reference!$D$122,IF(OR($D29=\"VEU1\",$D29=\"VEU2\"),Reference!$D$123,0)))),IF($C29=\"Silent\",(IF(OR($D29=\"VEP1\",$D29=\"VEP2\"),Reference!$D$122,IF(OR($D29=\"VES1\",$D29=\"VES2\"),Reference!$D$122,IF(OR($D29=\"VEU1\",$D29=\"VEU2\"),Reference!$D$123,0)))),IF($C29=\"Freeze\",(IF(OR($D29=\"VEP1\",$D29=\"VEP2\"),Reference!$D$140,IF(OR($D29=\"VES1\",$D29=\"VES2\"),Reference!$D$140,IF(OR($D29=\"VEU1\",$D29=\"VEU2\"),Reference!$D$141,0)))),0)))))),(IF($Z29=1,(IF($C29=\"Standard\",(IF(OR($D29=\"VEP1\",$D29=\"VEP2\"),Reference!$D$109,IF(OR($D29=\"VES1\",$D29=\"VES2\"),Reference!$D$110,IF(OR($D29=\"VEU1\",$D29=\"VEU2\"),Reference!$D$111,0)))),IF($C29=\"Silent\",(IF(OR($D29=\"VEP1\",$D29=\"VEP2\"),Reference!$D$109,IF(OR($D29=\"VES1\",$D29=\"VES2\"),Reference!$D$110,IF(OR($D29=\"VEU1\",$D29=\"VEU2\"),Reference!$D$111,0)))),IF($C29=\"Freeze\",(IF(OR($D29=\"VEP1\",$D29=\"VEP2\"),Reference!$D$112,IF(OR($D29=\"VES1\",$D29=\"VES2\"),Reference!$D$113,IF(OR($D29=\"VEU1\",$D29=\"VEU2\"),Reference!$D$114,0)))),0)))),(IF($C29=\"Standard\",(IF(OR($D29=\"VEP1\",$D29=\"VEP2\"),Reference!$D$91,IF(OR($D29=\"VES1\",$D29=\"VES2\"),Reference!$D$92,IF(OR($D29=\"VEU1\",$D29=\"VEU2\"),Reference!$D$93,0)))),IF($C29=\"Silent\",(IF(OR($D29=\"VEP1\",$D29=\"VEP2\"),Reference!$D$91,IF(OR($D29=\"VES1\",$D29=\"VES2\"),Reference!$D$92,IF(OR($D29=\"VEU1\",$D29=\"VEU2\"),Reference!$D$93,0)))),IF($C29=\"Freeze\",(IF(OR($D29=\"VEP1\",$D29=\"VEP2\"),Reference!$D$94,IF(OR($D29=\"VES1\",$D29=\"VES2\"),Reference!$D$95,IF(OR($D29=\"VEU1\",$D29=\"VEU2\"),Reference!$D$96,0)))),0)))))))","v":0},0,0,0,null,"No",0,0,0,0,{"$f":"IF(B29>0,(IF($BL29=1,IF($BN29=3,Reference!$C$194,IF($BN29=4,Reference!$C$196,IF($BN29=5,Reference!$C$198,0))),IF($BL29=2,IF($BN29=4,Reference!$C$195,IF($BN29=5,Reference!$C$197,IF($BN29=6,Reference!$C$199,0)))))),0)","v":0},{"$f":"IF(B29>0,(IF($BL29=1,IF($BN29=3,Reference!$D$194,IF($BN29=4,Reference!$D$196,IF($BN29=5,Reference!$D$198,0))),IF($BL29=2,IF($BN29=4,Reference!$D$195,IF($BN29=5,Reference!$D$197,IF($BN29=6,Reference!$D$199,0)))))),0)","v":0},{"$f":"IF(B29>0,(IF($BL29=1,IF($BN29=3,Reference!$E$194,IF($BN29=4,Reference!$E$196,IF($BN29=5,Reference!$E$198,0))),IF($BL29=2,IF($BN29=4,Reference!$E$195,IF($BN29=5,Reference!$E$197,IF($BN29=6,Reference!$E$199,0)))))),0)","v":0},0,0,null,{"$f":"IF($BS29=1,(IF($BT29=\"NU2\",Reference!$B$221,IF($BT29=\"NU2D\",Reference!$B$222,IF($BT29=\"NU5N\",Reference!$B$223,IF($BT29=\"NU5DN\",Reference!$B$224,IF($BT29=\"NU5DOData\",Reference!$B$225,IF($BT29=\"NU5DOFD\",Reference!$B$227,IF($BT29=\"NU5DF\",Reference!$B$226,\"\")))))))),0)","v":0},{"$f":"IF($BS29=1,(IF($BT29=\"NU2\",Reference!$D$221,IF($BT29=\"NU2D\",Reference!$D$222,IF($BT29=\"NU5N\",Reference!$D$223,IF($BT29=\"NU5DN\",Reference!$D$224,IF($BT29=\"NU5DOData\",Reference!$D$225,IF($BT29=\"NU5DOFD\",Reference!$D$227,IF($BT29=\"NU5DF\",Reference!$D$226,\"\")))))))),0)","v":0},{"$f":"IF($BS29=1,(IF($BT29=\"NU2\",Reference!$E$221,IF($BT29=\"NU2D\",Reference!$E$222,IF($BT29=\"NU5N\",Reference!$E$223,IF($BT29=\"NU5DN\",Reference!$E$224,IF($BT29=\"NU5DOData\",Reference!$E$225,IF($BT29=\"NU5DOFD\",Reference!$E$227,IF($BT29=\"NU5DF\",Reference!$E$226,\"\")))))))),0)","v":0},null,null,{"$f":"IF($BY29=\"AD-10-1960\",Reference!$G$232,IF($BY29=\"AD-10-1963\",Reference!$G$233,IF($BY29=\"AD-10-1966\",Reference!$G$237,IF($BY29=\"AD-10-1975\",Reference!$G$237,IF($BY29=\"AD-10-1980\",Reference!$G$238,\"\")))))","v":""},{"$f":"IF($BY29=\"AD-10-1960\",Reference!$F$232,IF($BY29=\"AD-10-1963\",Reference!$F$233,IF($BY29=\"AD-10-1966\",Reference!$F$237,IF($BY29=\"AD-10-1975\",Reference!$F$237,IF($BY29=\"AD-10-1980\",Reference!$F$238,\"\")))))","v":""},{"$f":"IF($BY29=\"AD-10-1960\",Reference!$E$232,IF($BY29=\"AD-10-1963\",Reference!$E$233,IF($BY29=\"AD-10-1966\",Reference!$E$237,IF($BY29=\"AD-10-1975\",Reference!$E$237,IF($BY29=\"AD-10-1980\",Reference!$E$238,\"\")))))","v":""},0,{"$f":"(IF($F29>0,(IF($CC29=\"AD-05-5400\",'Battery Consumption'!$D$5,IF($CC29=\"AD-05-5410\",'Battery Consumption'!$D$6,IF($CC29=\"AD-05-5405\",'Battery Consumption'!$D$7,IF($CC29=\"AD-05-5415\",'Battery Consumption'!$D$8,IF($CC29=\"AD-05-5425\",'Battery Consumption'!$D$9,IF($CC29=\"AD-05-5420\",'Battery Consumption'!$D$10,IF($CC29=\"AD-05-5430\",'Battery Consumption'!$D$11,IF($CC29=\"AD-05-5440\",'Battery Consumption'!$D$12,IF($CC29=\"AD-05-5435\",'Battery Consumption'!$D$13,IF($CC29=\"AD-05-5445\",'Battery Consumption'!$D$14,IF($CC29=\"AD-05-5455\",'Battery Consumption'!$D$15,IF($CC29=\"AD-05-5450\",'Battery Consumption'!$D$16,IF($CC29=\"AD-05-5460\",'Battery Consumption'!$D$17,IF($CC29=\"AD-05-5465\",'Battery Consumption'!$D$18,IF($CC29=\"AD-05-5470\",'Battery Consumption'!$D$19,IF($CC29=\"AD-05-5401\",'Battery Consumption'!$D$20,IF($CC29=\"AD-05-5413\",'Battery Consumption'!$D$21,IF($CC29=\"AD-05-5406\",'Battery Consumption'!$D$22,IF($CC29=\"AD-05-5416\",'Battery Consumption'!$D$23,IF($CC29=\"AD-05-5426\",'Battery Consumption'!$D$24,IF($CC29=\"AD-05-5421\",'Battery Consumption'!$D$25,IF($CC29=\"AD-05-5432\",'Battery Consumption'!$D$26,IF($CC29=\"AD-05-5441\",'Battery Consumption'!$D$27,IF($CC29=\"AD-05-5437\",'Battery Consumption'!$D$28,IF($CC29=\"AD-05-5446\",'Battery Consumption'!$D$29,IF($CC29=\"AD-05-5456\",'Battery Consumption'!$D$30,IF($CC29=\"AD-05-5451\",'Battery Consumption'!$D$31,IF($CC29=\"AD-05-5461\",'Battery Consumption'!$D$32,IF($CC29=\"AD-05-5471\",'Battery Consumption'!$D$33,IF($CC29=\"AD-05-5466\",'Battery Consumption'!$D$34,0))))))))))))))))))))))))))))))),0))","v":0},0,{"$f":"(IF($F29>0,(IF($CC29=\"AD-05-5400\",'Battery Consumption'!$E$5,IF($CC29=\"AD-05-5410\",'Battery Consumption'!$E$6,IF($CC29=\"AD-05-5405\",'Battery Consumption'!$E$7,IF($CC29=\"AD-05-5415\",'Battery Consumption'!$E$8,IF($CC29=\"AD-05-5425\",'Battery Consumption'!$E$9,IF($CC29=\"AD-05-5420\",'Battery Consumption'!$E$10,IF($CC29=\"AD-05-5430\",'Battery Consumption'!$E$11,IF($CC29=\"AD-05-5440\",'Battery Consumption'!$E$12,IF($CC29=\"AD-05-5435\",'Battery Consumption'!$E$13,IF($CC29=\"AD-05-5445\",'Battery Consumption'!$E$14,IF($CC29=\"AD-05-5455\",'Battery Consumption'!$E$15,IF($CC29=\"AD-05-5450\",'Battery Consumption'!$E$16,IF($CC29=\"AD-05-5460\",'Battery Consumption'!$E$17,IF($CC29=\"AD-05-5465\",'Battery Consumption'!$E$18,IF($CC29=\"AD-05-5470\",'Battery Consumption'!$E$19,IF($CC29=\"AD-05-5401\",'Battery Consumption'!$E$20,IF($CC29=\"AD-05-5413\",'Battery Consumption'!$E$21,IF($CC29=\"AD-05-5406\",'Battery Consumption'!$E$22,IF($CC29=\"AD-05-5416\",'Battery Consumption'!$E$23,IF($CC29=\"AD-05-5426\",'Battery Consumption'!$E$24,IF($CC29=\"AD-05-5421\",'Battery Consumption'!$E$25,IF($CC29=\"AD-05-5432\",'Battery Consumption'!$E$26,IF($CC29=\"AD-05-5441\",'Battery Consumption'!$E$27,IF($CC29=\"AD-05-5437\",'Battery Consumption'!$E$28,IF($CC29=\"AD-05-5446\",'Battery Consumption'!$E$29,IF($CC29=\"AD-05-5456\",'Battery Consumption'!$E$30,IF($CC29=\"AD-05-5451\",'Battery Consumption'!$E$31,IF($CC29=\"AD-05-5461\",'Battery Consumption'!$E$32,IF($CC29=\"AD-05-5471\",'Battery Consumption'!$E$33,IF($CC29=\"AD-05-5466\",'Battery Consumption'!$E$34,0))))))))))))))))))))))))))))))),0))","v":0},0,0,{"$f":"IF($F29>0,(IF($CH29<12,Reference!$J$259,IF($CH29<24,Reference!$J$260,IF($CH29<65,Reference!$J$260,\"Get your own\")))),0)","v":0},{"$f":"IF($F29>0,(IF($CH29<12,Reference!$F$259,IF($CH29<24,Reference!$F$260,IF($CH29<65,Reference!$F$260,\"Get your own\")))),0)","v":0},{"$f":"IF($F29>0,(IF($CH29<12,Reference!$H$259,IF($CH29<24,Reference!$H$260,IF($CH29<65,Reference!$H$260,\"Get your own\")))),0)","v":0},null,null,null,"AD-05-5430","FM-Net-ProSens UL Standard-TP4",0,"FM"]
[26,null,null,0,{"$f":"IF(B30=\"VEP-A00-1P\",+Reference!$C$15,IF(B30=\"VEP-A00-P-1P\",+Reference!$C$16,IF(B30=\"VEP-A00-P-2P\",+Reference!$C$17,IF(B30=\"VEP-A00-P-3P\",+Reference!$C$18,IF(B30=\"VEP-A00-P-4P\",+Reference!$C$19,IF(B30=\"VES-A00-P-1P\",+Reference!$C$20,IF(B30=\"VES-A00-P-2P\",+Reference!$C$21,IF(B30=\"VES-A00-P-3P\",+Reference!$C$22,IF(B30=\"VES-A00-P-4P\",+Reference!$C$23,IF(B30=\"VEU-A00-P-1P\",+Reference!$C$24,IF(B30=\"VEU-A00-P-2P\",+Reference!$C$25,IF(B30=\"VEU-A00-P-3P\",+Reference!$C$26,IF(B30=\"VEU-A00-P-4P\",+Reference!$C$27,IF(B30=\"To Select\",\"Pending\",0))))))))))))))","v":0},null,0,null,null,null,null,null,null,null,null,null,null,null,null,null,null,null,null,null,null,null,0,null,null,{"$f":"IF($A$2=\"UL\",(IF($AN30=1,(IF(AND($W30=1, $V30=1),Reference!$C$56,IF(AND($X30=1, $V30=1),Reference!$C$59,IF(AND($Y30=1, $V30=1),Reference!$C$57,IF(AND($W30=1, $V30=2),Reference!$C$57,IF(AND($X30=1, $V30=2),Reference!$C$60,IF(AND($Y30=1, $V30=2),Reference!$C$63,IF(AND($W30=1, $V30=3),Reference!$C$58,IF(AND($X30=1, $V30=3),Reference!$C$61,IF(AND($Y30=1, $V30=3),Reference!$C$64,0)))))))))),(IF($V30=0,0,IF($V30=1,Reference!$C$53,IF($V30=2,Reference!$C$54,IF($V30=3,Reference!$C$55,0))))))),(IF($AN30=1,(IF(AND($W30=1, $V30=1),Reference!$C$41,IF(AND($X30=1, $V30=1),Reference!$C$44,IF(AND($Y30=1, $V30=1),Reference!$C$42,IF(AND($W30=1, $V30=2),Reference!$C$42,IF(AND($X30=1, $V30=2),Reference!$C$45,IF(AND($Y30=1, $V30=2),Reference!$C$48,IF(AND($W30=1, $V30=3),Reference!$C$43,IF(AND($X30=1, $V30=3),Reference!$C$46,IF(AND($Y30=1, $V30=3),Reference!$C$49,0)))))))))),(IF($V30=0,0,IF($V30=1,Reference!$C$38,IF($V30=2,Reference!$C$39,IF($V30=3,Reference!$C$40,0))))))))","v":0},{"$f":"IF($A$2=\"UL\",(IF($AN30=1,(IF(AND($W30=1, $V30=1),Reference!$B$56,IF(AND($X30=1, $V30=1),Reference!$B$59,IF(AND($Y30=1, $V30=1),Reference!$B$57,IF(AND($W30=1, $V30=2),Reference!$B$57,IF(AND($X30=1, $V30=2),Reference!$B$60,IF(AND($Y30=1, $V30=2),Reference!$B$63,IF(AND($W30=1, $V30=3),Reference!$B$58,IF(AND($X30=1, $V30=3),Reference!$B$61,IF(AND($Y30=1, $V30=3),Reference!$B$64,0)))))))))),(IF($V30=0,0,IF($V30=1,Reference!$B$53,IF($V30=2,Reference!$B$54,IF($V30=3,Reference!$B$55,0))))))),(IF($AN30=1,(IF(AND($W30=1, $V30=1),Reference!$B$41,IF(AND($X30=1, $V30=1),Reference!$B$44,IF(AND($Y30=1, $V30=1),Reference!$B$42,IF(AND($W30=1, $V30=2),Reference!$B$42,IF(AND($X30=1, $V30=2),Reference!$B$45,IF(AND($Y30=1, $V30=2),Reference!$B$48,IF(AND($W30=1, $V30=3),Reference!$B$43,IF(AND($X30=1, $V30=3),Reference!$B$46,IF(AND($Y30=1, $V30=3),Reference!$B$49,0)))))))))),(IF($V30=0,0,IF($V30=1,Reference!$B$38,IF($V30=2,Reference!$B$39,IF($V30=3,Reference!$B$40,0))))))))","v":0},0,{"$f":"IF($AN30=1,(IF(AND($W30=1, $V30=1),Reference!$G$41,IF(AND($X30=1, $V30=1),Reference!$G$44,IF(AND($Y30=1, $V30=1),Reference!$G$42,IF(AND($W30=1, $V30=2),Reference!$G$42,IF(AND($X30=1, $V30=2),Reference!$G$45,IF(AND($Y30=1, $V30=2),Reference!$G$48,IF(AND($W30=1, $V30=3),Reference!$G$43,IF(AND($X30=1, $V30=3),Reference!$G$46,IF(AND($Y30=1, $V30=3),Reference!$G$49,0)))))))))),(IF($V30=0,0,IF($V30=1,Reference!$G$38,IF($V30=2,Reference!$G$39,IF($V30=3,Reference!$G$40,))))))","v":0},0,0,0,0,0,0,0,0,null,null,0,null,0,null,null,null,null,null,0,null,{"$f":"IF($A$2=\"UL\",(IF($Z30=1,(IF($C30=\"Standard\",(IF(OR($D30=\"VEP1\",$D30=\"VEP2\"),Reference!$B$140,IF(OR($D30=\"VES1\",$D30=\"VES2\"),Reference!$B$140,IF(OR($D30=\"VEU1\",$D30=\"VEU2\"),Reference!$B$141,0)))),IF($C30=\"Silent\",(IF(OR($D30=\"VEP1\",$D30=\"VEP2\"),Reference!$B$140,IF(OR($D30=\"VES1\",$D30=\"VES2\"),Reference!$B$140,IF(OR($D30=\"VEU1\",$D30=\"VEU2\"),Reference!$B$141,0)))),IF($C30=\"Freeze\",(IF(OR($D30=\"VEP1\",$D30=\"VEP2\"),Reference!$B$143,IF(OR($D30=\"VES1\",$D30=\"VES2\"),Reference!$B$143,IF(OR($D30=\"VEU1\",$D30=\"VEU2\"),Reference!$B$144,0)))),0)))),(IF($C30=\"Standard\",(IF(OR($D30=\"VEP1\",$D30=\"VEP2\"),Reference!$B$122,IF(OR($D30=\"VES1\",$D30=\"VES2\"),Reference!$B$122,IF(OR($D30=\"VEU1\",$D30=\"VEU2\"),Reference!$B$123,0)))),IF($C30=\"Silent\",(IF(OR($D30=\"VEP1\",$D30=\"VEP2\"),Reference!$B$122,IF(OR($D30=\"VES1\",$D30=\"VES2\"),Reference!$B$122,IF(OR($D30=\"VEU1\",$D30=\"VEU2\"),Reference!$B$123,0)))),IF($C30=\"Freeze\",(IF(OR($D30=\"VEP1\",$D30=\"VEP2\"),Reference!$B$140,IF(OR($D30=\"VES1\",$D30=\"VES2\"),Reference!$B$140,IF(OR($D30=\"VEU1\",$D30=\"VEU2\"),Reference!$B$141,0)))),0)))))),(IF($Z30=1,(IF($C30=\"Standard\",(IF(OR($D30=\"VEP1\",$D30=\"VEP2\"),Reference!$B$109,IF(OR($D30=\"VES1\",$D30=\"VES2\"),Reference!$B$110,IF(OR($D30=\"VEU1\",$D30=\"VEU2\"),Reference!$B$111,0)))),IF($C30=\"Silent\",(IF(OR($D30=\"VEP1\",$D30=\"VEP2\"),Reference!$B$109,IF(OR($D30=\"VES1\",$D30=\"VES2\"),Reference!$B$110,IF(OR($D30=\"VEU1\",$D30=\"VEU2\"),Reference!$B$111,0)))),IF($C30=\"Freeze\",(IF(OR($D30=\"VEP1\",$D30=\"VEP2\"),Reference!$B$112,IF(OR($D30=\"VES1\",$D30=\"VES2\"),Reference!$B$113,IF(OR($D30=\"VEU1\",$D30=\"VEU2\"),Reference!$B$114,0)))),0)))),(IF($C30=\"Standard\",(IF(OR($D30=\"VEP1\",$D30=\"VEP2\"),Reference!$B$91,IF(OR($D30=\"VES1\",$D30=\"VES2\"),Reference!$B$92,IF(OR($D30=\"VEU1\",$D30=\"VEU2\"),Reference!$B$93,0)))),IF($C30=\"Silent\",(IF(OR($D30=\"VEP1\",$D30=\"VEP2\"),Reference!$B$91,IF(OR($D30=\"VES1\",$D30=\"VES2\"),Reference!$B$92,IF(OR($D30=\"VEU1\",$D30=\"VEU2\"),Reference!$B$93,0)))),IF($C30=\"Freeze\",(IF(OR($D30=\"VEP1\",$D30=\"VEP2\"),Reference!$B$94,IF(OR($D30=\"VES1\",$D30=\"VES2\"),Reference!$B$95,IF(OR($D30=\"VEU1\",$D30=\"VEU2\"),Reference!$B$96,0)))),0)))))))","v":0},0,{"$f":"IF($A$2=\"UL\",(IF($Z30=1,(IF($C30=\"Standard\",(IF(OR($D30=\"VEP1\",$D30=\"VEP2\"),Reference!$C$140,IF(OR($D30=\"VES1\",$D30=\"VES2\"),Reference!$C$140,IF(OR($D30=\"VEU1\",$D30=\"VEU2\"),Reference!$C$141,0)))),IF($C30=\"Silent\",(IF(OR($D30=\"VEP1\",$D30=\"VEP2\"),Reference!$C$140,IF(OR($D30=\"VES1\",$D30=\"VES2\"),Reference!$C$140,IF(OR($D30=\"VEU1\",$D30=\"VEU2\"),Reference!$C$141,0)))),IF($C30=\"Freeze\",(IF(OR($D30=\"VEP1\",$D30=\"VEP2\"),Reference!$C$143,IF(OR($D30=\"VES1\",$D30=\"VES2\"),Reference!$C$143,IF(OR($D30=\"VEU1\",$D30=\"VEU2\"),Reference!$C$144,0)))),0)))),(IF($C30=\"Standard\",(IF(OR($D30=\"VEP1\",$D30=\"VEP2\"),Reference!$C$122,IF(OR($D30=\"VES1\",$D30=\"VES2\"),Reference!$C$122,IF(OR($D30=\"VEU1\",$D30=\"VEU2\"),Reference!$C$123,0)))),IF($C30=\"Silent\",(IF(OR($D30=\"VEP1\",$D30=\"VEP2\"),Reference!$C$122,IF(OR($D30=\"VES1\",$D30=\"VES2\"),Reference!$C$122,IF(OR($D30=\"VEU1\",$D30=\"VEU2\"),Reference!$C$123,0)))),IF($C30=\"Freeze\",(IF(OR($D30=\"VEP1\",$D30=\"VEP2\"),Reference!$C$140,IF(OR($D30=\"VES1\",$D30=\"VES2\"),Reference!$C$140,IF(OR($D30=\"VEU1\",$D30=\"VEU2\"),Reference!$C$141,0)))),0)))))),(IF($Z30=1,(IF($C30=\"Standard\",(IF(OR($D30=\"VEP1\",$D30=\"VEP2\"),Reference!$C$109,IF(OR($D30=\"VES1\",$D30=\"VES2\"),Reference!$C$110,IF(OR($D30=\"VEU1\",$D30=\"VEU2\"),Reference!$C$111,0)))),IF($C30=\"Silent\",(IF(OR($D30=\"VEP1\",$D30=\"VEP2\"),Reference!$C$109,IF(OR($D30=\"VES1\",$D30=\"VES2\"),Reference!$C$110,IF(OR($D30=\"VEU1\",$D30=\"VEU2\"),Reference!$C$111,0)))),IF($C30=\"Freeze\",(IF(OR($D30=\"VEP1\",$D30=\"VEP2\"),Reference!$C$112,IF(OR($D30=\"VES1\",$D30=\"VES2\"),Reference!$C$113,IF(OR($D30=\"VEU1\",$D30=\"VEU2\"),Reference!$C$114,0)))),0)))),(IF($C30=\"Standard\",(IF(OR($D30=\"VEP1\",$D30=\"VEP2\"),Reference!$C$91,IF(OR($D30=\"VES1\",$D30=\"VES2\"),Reference!$C$92,IF(OR($D30=\"VEU1\",$D30=\"VEU2\"),Reference!$C$93,0)))),IF($C30=\"Silent\",(IF(OR($D30=\"VEP1\",$D30=\"VEP2\"),Reference!$C$91,IF(OR($D30=\"VES1\",$D30=\"VES2\"),Reference!$C$92,IF(OR($D30=\"VEU1\",$D30=\"VEU2\"),Reference!$C$93,0)))),IF($C30=\"Freeze\",(IF(OR($D30=\"VEP1\",$D30=\"VEP2\"),Reference!$C$94,IF(OR($D30=\"VES1\",$D30=\"VES2\"),Reference!$C$95,IF(OR($D30=\"VEU1\",$D30=\"VEU2\"),Reference!$C$96,0)))),0)))))))","v":0},{"$f":"IF($A$2=\"UL\",(IF($Z30=1,(IF($C30=\"Standard\",(IF(OR($D30=\"VEP1\",$D30=\"VEP2\"),Reference!$D$140,IF(OR($D30=\"VES1\",$D30=\"VES2\"),Reference!$D$140,IF(OR($D30=\"VEU1\",$D30=\"VEU2\"),Reference!$D$141,0)))),IF($C30=\"Silent\",(IF(OR($D30=\"VEP1\",$D30=\"VEP2\"),Reference!$D$140,IF(OR($D30=\"VES1\",$D30=\"VES2\"),Reference!$D$140,IF(OR($D30=\"VEU1\",$D30=\"VEU2\"),Reference!$D$141,0)))),IF($C30=\"Freeze\",(IF(OR($D30=\"VEP1\",$D30=\"VEP2\"),Reference!$D$143,IF(OR($D30=\"VES1\",$D30=\"VES2\"),Reference!$D$143,IF(OR($D30=\"VEU1\",$D30=\"VEU2\"),Reference!$D$144,0)))),0)))),(IF($C30=\"Standard\",(IF(OR($D30=\"VEP1\",$D30=\"VEP2\"),Reference!$D$122,IF(OR($D30=\"VES1\",$D30=\"VES2\"),Reference!$D$122,IF(OR($D30=\"VEU1\",$D30=\"VEU2\"),Reference!$D$123,0)))),IF($C30=\"Silent\",(IF(OR($D30=\"VEP1\",$D30=\"VEP2\"),Reference!$D$122,IF(OR($D30=\"VES1\",$D30=\"VES2\"),Reference!$D$122,IF(OR($D30=\"VEU1\",$D30=\"VEU2\"),Reference!$D$123,0)))),IF($C30=\"Freeze\",(IF(OR($D30=\"VEP1\",$D30=\"VEP2\"),Reference!$D$140,IF(OR($D30=\"VES1\",$D30=\"VES2\"),Reference!$D$140,IF(OR($D30=\"VEU1\",$D30=\"VEU2\"),Reference!$D$141,0)))),0)))))),(IF($Z30=1,(IF($C30=\"Standard\",(IF(OR($D30=\"VEP1\",$D30=\"VEP2\"),Reference!$D$109,IF(OR($D30=\"VES1\",$D30=\"VES2\"),Reference!$D$110,IF(OR($D30=\"VEU1\",$D30=\"VEU2\"),Reference!$D$111,0)))),IF($C30=\"Silent\",(IF(OR($D30=\"VEP1\",$D30=\"VEP2\"),Reference!$D$109,IF(OR($D30=\"VES1\",$D30=\"VES2\"),Reference!$D$110,IF(OR($D30=\"VEU1\",$D30=\"VEU2\"),Reference!$D$111,0)))),IF($C30=\"Freeze\",(IF(OR($D30=\"VEP1\",$D30=\"VEP2\"),Reference!$D$112,IF(OR($D30=\"VES1\",$D30=\"VES2\"),Reference!$D$113,IF(OR($D30=\"VEU1\",$D30=\"VEU2\"),Reference!$D$114,0)))),0)))),(IF($C30=\"Standard\",(IF(OR($D30=\"VEP1\",$D30=\"VEP2\"),Reference!$D$91,IF(OR($D30=\"VES1\",$D30=\"VES2\"),Reference!$D$92,IF(OR($D30=\"VEU1\",$D30=\"VEU2\"),Reference!$D$93,0)))),IF($C30=\"Silent\",(IF(OR($D30=\"VEP1\",$D30=\"VEP2\"),Reference!$D$91,IF(OR($D30=\"VES1\",$D30=\"VES2\"),Reference!$D$92,IF(OR($D30=\"VEU1\",$D30=\"VEU2\"),Reference!$D$93,0)))),IF($C30=\"Freeze\",(IF(OR($D30=\"VEP1\",$D30=\"VEP2\"),Reference!$D$94,IF(OR($D30=\"VES1\",$D30=\"VES2\"),Reference!$D$95,IF(OR($D30=\"VEU1\",$D30=\"VEU2\"),Reference!$D$96,0)))),0)))))))","v":0},0,0,0,null,"No",0,0,0,0,{"$f":"IF(B30>0,(IF($BL30=1,IF($BN30=3,Reference!$C$194,IF($BN30=4,Reference!$C$196,IF($BN30=5,Reference!$C$198,0))),IF($BL30=2,IF($BN30=4,Reference!$C$195,IF($BN30=5,Reference!$C$197,IF($BN30=6,Reference!$C$199,0)))))),0)","v":0},{"$f":"IF(B30>0,(IF($BL30=1,IF($BN30=3,Reference!$D$194,IF($BN30=4,Reference!$D$196,IF($BN30=5,Reference!$D$198,0))),IF($BL30=2,IF($BN30=4,Reference!$D$195,IF($BN30=5,Reference!$D$197,IF($BN30=6,Reference!$D$199,0)))))),0)","v":0},{"$f":"IF(B30>0,(IF($BL30=1,IF($BN30=3,Reference!$E$194,IF($BN30=4,Reference!$E$196,IF($BN30=5,Reference!$E$198,0))),IF($BL30=2,IF($BN30=4,Reference!$E$195,IF($BN30=5,Reference!$E$197,IF($BN30=6,Reference!$E$199,0)))))),0)","v":0},0,0,null,{"$f":"IF($BS30=1,(IF($BT30=\"NU2\",Reference!$B$221,IF($BT30=\"NU2D\",Reference!$B$222,IF($BT30=\"NU5N\",Reference!$B$223,IF($BT30=\"NU5DN\",Reference!$B$224,IF($BT30=\"NU5DOData\",Reference!$B$225,IF($BT30=\"NU5DOFD\",Reference!$B$227,IF($BT30=\"NU5DF\",Reference!$B$226,\"\")))))))),0)","v":0},{"$f":"IF($BS30=1,(IF($BT30=\"NU2\",Reference!$D$221,IF($BT30=\"NU2D\",Reference!$D$222,IF($BT30=\"NU5N\",Reference!$D$223,IF($BT30=\"NU5DN\",Reference!$D$224,IF($BT30=\"NU5DOData\",Reference!$D$225,IF($BT30=\"NU5DOFD\",Reference!$D$227,IF($BT30=\"NU5DF\",Reference!$D$226,\"\")))))))),0)","v":0},{"$f":"IF($BS30=1,(IF($BT30=\"NU2\",Reference!$E$221,IF($BT30=\"NU2D\",Reference!$E$222,IF($BT30=\"NU5N\",Reference!$E$223,IF($BT30=\"NU5DN\",Reference!$E$224,IF($BT30=\"NU5DOData\",Reference!$E$225,IF($BT30=\"NU5DOFD\",Reference!$E$227,IF($BT30=\"NU5DF\",Reference!$E$226,\"\")))))))),0)","v":0},null,null,{"$f":"IF($BY30=\"AD-10-1960\",Reference!$G$232,IF($BY30=\"AD-10-1963\",Reference!$G$233,IF($BY30=\"AD-10-1966\",Reference!$G$237,IF($BY30=\"AD-10-1975\",Reference!$G$237,IF($BY30=\"AD-10-1980\",Reference!$G$238,\"\")))))","v":""},{"$f":"IF($BY30=\"AD-10-1960\",Reference!$F$232,IF($BY30=\"AD-10-1963\",Reference!$F$233,IF($BY30=\"AD-10-1966\",Reference!$F$237,IF($BY30=\"AD-10-1975\",Reference!$F$237,IF($BY30=\"AD-10-1980\",Reference!$F$238,\"\")))))","v":""},{"$f":"IF($BY30=\"AD-10-1960\",Reference!$E$232,IF($BY30=\"AD-10-1963\",Reference!$E$233,IF($BY30=\"AD-10-1966\",Reference!$E$237,IF($BY30=\"AD-10-1975\",Reference!$E$237,IF($BY30=\"AD-10-1980\",Reference!$E$238,\"\")))))","v":""},0,{"$f":"(IF($F30>0,(IF($CC30=\"AD-05-5400\",'Battery Consumption'!$D$5,IF($CC30=\"AD-05-5410\",'Battery Consumption'!$D$6,IF($CC30=\"AD-05-5405\",'Battery Consumption'!$D$7,IF($CC30=\"AD-05-5415\",'Battery Consumption'!$D$8,IF($CC30=\"AD-05-5425\",'Battery Consumption'!$D$9,IF($CC30=\"AD-05-5420\",'Battery Consumption'!$D$10,IF($CC30=\"AD-05-5430\",'Battery Consumption'!$D$11,IF($CC30=\"AD-05-5440\",'Battery Consumption'!$D$12,IF($CC30=\"AD-05-5435\",'Battery Consumption'!$D$13,IF($CC30=\"AD-05-5445\",'Battery Consumption'!$D$14,IF($CC30=\"AD-05-5455\",'Battery Consumption'!$D$15,IF($CC30=\"AD-05-5450\",'Battery Consumption'!$D$16,IF($CC30=\"AD-05-5460\",'Battery Consumption'!$D$17,IF($CC30=\"AD-05-5465\",'Battery Consumption'!$D$18,IF($CC30=\"AD-05-5470\",'Battery Consumption'!$D$19,IF($CC30=\"AD-05-5401\",'Battery Consumption'!$D$20,IF($CC30=\"AD-05-5413\",'Battery Consumption'!$D$21,IF($CC30=\"AD-05-5406\",'Battery Consumption'!$D$22,IF($CC30=\"AD-05-5416\",'Battery Consumption'!$D$23,IF($CC30=\"AD-05-5426\",'Battery Consumption'!$D$24,IF($CC30=\"AD-05-5421\",'Battery Consumption'!$D$25,IF($CC30=\"AD-05-5432\",'Battery Consumption'!$D$26,IF($CC30=\"AD-05-5441\",'Battery Consumption'!$D$27,IF($CC30=\"AD-05-5437\",'Battery Consumption'!$D$28,IF($CC30=\"AD-05-5446\",'Battery Consumption'!$D$29,IF($CC30=\"AD-05-5456\",'Battery Consumption'!$D$30,IF($CC30=\"AD-05-5451\",'Battery Consumption'!$D$31,IF($CC30=\"AD-05-5461\",'Battery Consumption'!$D$32,IF($CC30=\"AD-05-5471\",'Battery Consumption'!$D$33,IF($CC30=\"AD-05-5466\",'Battery Consumption'!$D$34,0))))))))))))))))))))))))))))))),0))","v":0},0,{"$f":"(IF($F30>0,(IF($CC30=\"AD-05-5400\",'Battery Consumption'!$E$5,IF($CC30=\"AD-05-5410\",'Battery Consumption'!$E$6,IF($CC30=\"AD-05-5405\",'Battery Consumption'!$E$7,IF($CC30=\"AD-05-5415\",'Battery Consumption'!$E$8,IF($CC30=\"AD-05-5425\",'Battery Consumption'!$E$9,IF($CC30=\"AD-05-5420\",'Battery Consumption'!$E$10,IF($CC30=\"AD-05-5430\",'Battery Consumption'!$E$11,IF($CC30=\"AD-05-5440\",'Battery Consumption'!$E$12,IF($CC30=\"AD-05-5435\",'Battery Consumption'!$E$13,IF($CC30=\"AD-05-5445\",'Battery Consumption'!$E$14,IF($CC30=\"AD-05-5455\",'Battery Consumption'!$E$15,IF($CC30=\"AD-05-5450\",'Battery Consumption'!$E$16,IF($CC30=\"AD-05-5460\",'Battery Consumption'!$E$17,IF($CC30=\"AD-05-5465\",'Battery Consumption'!$E$18,IF($CC30=\"AD-05-5470\",'Battery Consumption'!$E$19,IF($CC30=\"AD-05-5401\",'Battery Consumption'!$E$20,IF($CC30=\"AD-05-5413\",'Battery Consumption'!$E$21,IF($CC30=\"AD-05-5406\",'Battery Consumption'!$E$22,IF($CC30=\"AD-05-5416\",'Battery Consumption'!$E$23,IF($CC30=\"AD-05-5426\",'Battery Consumption'!$E$24,IF($CC30=\"AD-05-5421\",'Battery Consumption'!$E$25,IF($CC30=\"AD-05-5432\",'Battery Consumption'!$E$26,IF($CC30=\"AD-05-5441\",'Battery Consumption'!$E$27,IF($CC30=\"AD-05-5437\",'Battery Consumption'!$E$28,IF($CC30=\"AD-05-5446\",'Battery Consumption'!$E$29,IF($CC30=\"AD-05-5456\",'Battery Consumption'!$E$30,IF($CC30=\"AD-05-5451\",'Battery Consumption'!$E$31,IF($CC30=\"AD-05-5461\",'Battery Consumption'!$E$32,IF($CC30=\"AD-05-5471\",'Battery Consumption'!$E$33,IF($CC30=\"AD-05-5466\",'Battery Consumption'!$E$34,0))))))))))))))))))))))))))))))),0))","v":0},0,0,{"$f":"IF($F30>0,(IF($CH30<12,Reference!$J$259,IF($CH30<24,Reference!$J$260,IF($CH30<65,Reference!$J$260,\"Get your own\")))),0)","v":0},{"$f":"IF($F30>0,(IF($CH30<12,Reference!$F$259,IF($CH30<24,Reference!$F$260,IF($CH30<65,Reference!$F$260,\"Get your own\")))),0)","v":0},{"$f":"IF($F30>0,(IF($CH30<12,Reference!$H$259,IF($CH30<24,Reference!$H$260,IF($CH30<65,Reference!$H$260,\"Get your own\")))),0)","v":0},null,null,null,"AD-05-5440","FM-Net-ProSens UL Silent-TP4",0,"FM"]
[27,null,null,0,{"$f":"IF(B31=\"VEP-A00-1P\",+Reference!$C$15,IF(B31=\"VEP-A00-P-1P\",+Reference!$C$16,IF(B31=\"VEP-A00-P-2P\",+Reference!$C$17,IF(B31=\"VEP-A00-P-3P\",+Reference!$C$18,IF(B31=\"VEP-A00-P-4P\",+Reference!$C$19,IF(B31=\"VES-A00-P-1P\",+Reference!$C$20,IF(B31=\"VES-A00-P-2P\",+Reference!$C$21,IF(B31=\"VES-A00-P-3P\",+Reference!$C$22,IF(B31=\"VES-A00-P-4P\",+Reference!$C$23,IF(B31=\"VEU-A00-P-1P\",+Reference!$C$24,IF(B31=\"VEU-A00-P-2P\",+Reference!$C$25,IF(B31=\"VEU-A00-P-3P\",+Reference!$C$26,IF(B31=\"VEU-A00-P-4P\",+Reference!$C$27,IF(B31=\"To Select\",\"Pending\",0))))))))))))))","v":0},null,0,null,null,null,null,null,null,null,null,null,null,null,null,null,null,null,null,null,null,null,0,null,null,{"$f":"IF($A$2=\"UL\",(IF($AN31=1,(IF(AND($W31=1, $V31=1),Reference!$C$56,IF(AND($X31=1, $V31=1),Reference!$C$59,IF(AND($Y31=1, $V31=1),Reference!$C$57,IF(AND($W31=1, $V31=2),Reference!$C$57,IF(AND($X31=1, $V31=2),Reference!$C$60,IF(AND($Y31=1, $V31=2),Reference!$C$63,IF(AND($W31=1, $V31=3),Reference!$C$58,IF(AND($X31=1, $V31=3),Reference!$C$61,IF(AND($Y31=1, $V31=3),Reference!$C$64,0)))))))))),(IF($V31=0,0,IF($V31=1,Reference!$C$53,IF($V31=2,Reference!$C$54,IF($V31=3,Reference!$C$55,0))))))),(IF($AN31=1,(IF(AND($W31=1, $V31=1),Reference!$C$41,IF(AND($X31=1, $V31=1),Reference!$C$44,IF(AND($Y31=1, $V31=1),Reference!$C$42,IF(AND($W31=1, $V31=2),Reference!$C$42,IF(AND($X31=1, $V31=2),Reference!$C$45,IF(AND($Y31=1, $V31=2),Reference!$C$48,IF(AND($W31=1, $V31=3),Reference!$C$43,IF(AND($X31=1, $V31=3),Reference!$C$46,IF(AND($Y31=1, $V31=3),Reference!$C$49,0)))))))))),(IF($V31=0,0,IF($V31=1,Reference!$C$38,IF($V31=2,Reference!$C$39,IF($V31=3,Reference!$C$40,0))))))))","v":0},{"$f":"IF($A$2=\"UL\",(IF($AN31=1,(IF(AND($W31=1, $V31=1),Reference!$B$56,IF(AND($X31=1, $V31=1),Reference!$B$59,IF(AND($Y31=1, $V31=1),Reference!$B$57,IF(AND($W31=1, $V31=2),Reference!$B$57,IF(AND($X31=1, $V31=2),Reference!$B$60,IF(AND($Y31=1, $V31=2),Reference!$B$63,IF(AND($W31=1, $V31=3),Reference!$B$58,IF(AND($X31=1, $V31=3),Reference!$B$61,IF(AND($Y31=1, $V31=3),Reference!$B$64,0)))))))))),(IF($V31=0,0,IF($V31=1,Reference!$B$53,IF($V31=2,Reference!$B$54,IF($V31=3,Reference!$B$55,0))))))),(IF($AN31=1,(IF(AND($W31=1, $V31=1),Reference!$B$41,IF(AND($X31=1, $V31=1),Reference!$B$44,IF(AND($Y31=1, $V31=1),Reference!$B$42,IF(AND($W31=1, $V31=2),Reference!$B$42,IF(AND($X31=1, $V31=2),Reference!$B$45,IF(AND($Y31=1, $V31=2),Reference!$B$48,IF(AND($W31=1, $V31=3),Reference!$B$43,IF(AND($X31=1, $V31=3),Reference!$B$46,IF(AND($Y31=1, $V31=3),Reference!$B$49,0)))))))))),(IF($V31=0,0,IF($V31=1,Reference!$B$38,IF($V31=2,Reference!$B$39,IF($V31=3,Reference!$B$40,0))))))))","v":0},0,{"$f":"IF($AN31=1,(IF(AND($W31=1, $V31=1),Reference!$G$41,IF(AND($X31=1, $V31=1),Reference!$G$44,IF(AND($Y31=1, $V31=1),Reference!$G$42,IF(AND($W31=1, $V31=2),Reference!$G$42,IF(AND($X31=1, $V31=2),Reference!$G$45,IF(AND($Y31=1, $V31=2),Reference!$G$48,IF(AND($W31=1, $V31=3),Reference!$G$43,IF(AND($X31=1, $V31=3),Reference!$G$46,IF(AND($Y31=1, $V31=3),Reference!$G$49,0)))))))))),(IF($V31=0,0,IF($V31=1,Reference!$G$38,IF($V31=2,Reference!$G$39,IF($V31=3,Reference!$G$40,))))))","v":0},0,0,0,0,0,0,0,0,null,null,0,null,0,null,null,null,null,null,0,null,{"$f":"IF($A$2=\"UL\",(IF($Z31=1,(IF($C31=\"Standard\",(IF(OR($D31=\"VEP1\",$D31=\"VEP2\"),Reference!$B$140,IF(OR($D31=\"VES1\",$D31=\"VES2\"),Reference!$B$140,IF(OR($D31=\"VEU1\",$D31=\"VEU2\"),Reference!$B$141,0)))),IF($C31=\"Silent\",(IF(OR($D31=\"VEP1\",$D31=\"VEP2\"),Reference!$B$140,IF(OR($D31=\"VES1\",$D31=\"VES2\"),Reference!$B$140,IF(OR($D31=\"VEU1\",$D31=\"VEU2\"),Reference!$B$141,0)))),IF($C31=\"Freeze\",(IF(OR($D31=\"VEP1\",$D31=\"VEP2\"),Reference!$B$143,IF(OR($D31=\"VES1\",$D31=\"VES2\"),Reference!$B$143,IF(OR($D31=\"VEU1\",$D31=\"VEU2\"),Reference!$B$144,0)))),0)))),(IF($C31=\"Standard\",(IF(OR($D31=\"VEP1\",$D31=\"VEP2\"),Reference!$B$122,IF(OR($D31=\"VES1\",$D31=\"VES2\"),Reference!$B$122,IF(OR($D31=\"VEU1\",$D31=\"VEU2\"),Reference!$B$123,0)))),IF($C31=\"Silent\",(IF(OR($D31=\"VEP1\",$D31=\"VEP2\"),Reference!$B$122,IF(OR($D31=\"VES1\",$D31=\"VES2\"),Reference!$B$122,IF(OR($D31=\"VEU1\",$D31=\"VEU2\"),Reference!$B$123,0)))),IF($C31=\"Freeze\",(IF(OR($D31=\"VEP1\",$D31=\"VEP2\"),Reference!$B$140,IF(OR($D31=\"VES1\",$D31=\"VES2\"),Reference!$B$140,IF(OR($D31=\"VEU1\",$D31=\"VEU2\"),Reference!$B$141,0)))),0)))))),(IF($Z31=1,(IF($C31=\"Standard\",(IF(OR($D31=\"VEP1\",$D31=\"VEP2\"),Reference!$B$109,IF(OR($D31=\"VES1\",$D31=\"VES2\"),Reference!$B$110,IF(OR($D31=\"VEU1\",$D31=\"VEU2\"),Reference!$B$111,0)))),IF($C31=\"Silent\",(IF(OR($D31=\"VEP1\",$D31=\"VEP2\"),Reference!$B$109,IF(OR($D31=\"VES1\",$D31=\"VES2\"),Reference!$B$110,IF(OR($D31=\"VEU1\",$D31=\"VEU2\"),Reference!$B$111,0)))),IF($C31=\"Freeze\",(IF(OR($D31=\"VEP1\",$D31=\"VEP2\"),Reference!$B$112,IF(OR($D31=\"VES1\",$D31=\"VES2\"),Reference!$B$113,IF(OR($D31=\"VEU1\",$D31=\"VEU2\"),Reference!$B$114,0)))),0)))),(IF($C31=\"Standard\",(IF(OR($D31=\"VEP1\",$D31=\"VEP2\"),Reference!$B$91,IF(OR($D31=\"VES1\",$D31=\"VES2\"),Reference!$B$92,IF(OR($D31=\"VEU1\",$D31=\"VEU2\"),Reference!$B$93,0)))),IF($C31=\"Silent\",(IF(OR($D31=\"VEP1\",$D31=\"VEP2\"),Reference!$B$91,IF(OR($D31=\"VES1\",$D31=\"VES2\"),Reference!$B$92,IF(OR($D31=\"VEU1\",$D31=\"VEU2\"),Reference!$B$93,0)))),IF($C31=\"Freeze\",(IF(OR($D31=\"VEP1\",$D31=\"VEP2\"),Reference!$B$94,IF(OR($D31=\"VES1\",$D31=\"VES2\"),Reference!$B$95,IF(OR($D31=\"VEU1\",$D31=\"VEU2\"),Reference!$B$96,0)))),0)))))))","v":0},0,{"$f":"IF($A$2=\"UL\",(IF($Z31=1,(IF($C31=\"Standard\",(IF(OR($D31=\"VEP1\",$D31=\"VEP2\"),Reference!$C$140,IF(OR($D31=\"VES1\",$D31=\"VES2\"),Reference!$C$140,IF(OR($D31=\"VEU1\",$D31=\"VEU2\"),Reference!$C$141,0)))),IF($C31=\"Silent\",(IF(OR($D31=\"VEP1\",$D31=\"VEP2\"),Reference!$C$140,IF(OR($D31=\"VES1\",$D31=\"VES2\"),Reference!$C$140,IF(OR($D31=\"VEU1\",$D31=\"VEU2\"),Reference!$C$141,0)))),IF($C31=\"Freeze\",(IF(OR($D31=\"VEP1\",$D31=\"VEP2\"),Reference!$C$143,IF(OR($D31=\"VES1\",$D31=\"VES2\"),Reference!$C$143,IF(OR($D31=\"VEU1\",$D31=\"VEU2\"),Reference!$C$144,0)))),0)))),(IF($C31=\"Standard\",(IF(OR($D31=\"VEP1\",$D31=\"VEP2\"),Reference!$C$122,IF(OR($D31=\"VES1\",$D31=\"VES2\"),Reference!$C$122,IF(OR($D31=\"VEU1\",$D31=\"VEU2\"),Reference!$C$123,0)))),IF($C31=\"Silent\",(IF(OR($D31=\"VEP1\",$D31=\"VEP2\"),Reference!$C$122,IF(OR($D31=\"VES1\",$D31=\"VES2\"),Reference!$C$122,IF(OR($D31=\"VEU1\",$D31=\"VEU2\"),Reference!$C$123,0)))),IF($C31=\"Freeze\",(IF(OR($D31=\"VEP1\",$D31=\"VEP2\"),Reference!$C$140,IF(OR($D31=\"VES1\",$D31=\"VES2\"),Reference!$C$140,IF(OR($D31=\"VEU1\",$D31=\"VEU2\"),Reference!$C$141,0)))),0)))))),(IF($Z31=1,(IF($C31=\"Standard\",(IF(OR($D31=\"VEP1\",$D31=\"VEP2\"),Reference!$C$109,IF(OR($D31=\"VES1\",$D31=\"VES2\"),Reference!$C$110,IF(OR($D31=\"VEU1\",$D31=\"VEU2\"),Reference!$C$111,0)))),IF($C31=\"Silent\",(IF(OR($D31=\"VEP1\",$D31=\"VEP2\"),Reference!$C$109,IF(OR($D31=\"VES1\",$D31=\"VES2\"),Reference!$C$110,IF(OR($D31=\"VEU1\",$D31=\"VEU2\"),Reference!$C$111,0)))),IF($C31=\"Freeze\",(IF(OR($D31=\"VEP1\",$D31=\"VEP2\"),Reference!$C$112,IF(OR($D31=\"VES1\",$D31=\"VES2\"),Reference!$C$113,IF(OR($D31=\"VEU1\",$D31=\"VEU2\"),Reference!$C$114,0)))),0)))),(IF($C31=\"Standard\",(IF(OR($D31=\"VEP1\",$D31=\"VEP2\"),Reference!$C$91,IF(OR($D31=\"VES1\",$D31=\"VES2\"),Reference!$C$92,IF(OR($D31=\"VEU1\",$D31=\"VEU2\"),Reference!$C$93,0)))),IF($C31=\"Silent\",(IF(OR($D31=\"VEP1\",$D31=\"VEP2\"),Reference!$C$91,IF(OR($D31=\"VES1\",$D31=\"VES2\"),Reference!$C$92,IF(OR($D31=\"VEU1\",$D31=\"VEU2\"),Reference!$C$93,0)))),IF($C31=\"Freeze\",(IF(OR($D31=\"VEP1\",$D31=\"VEP2\"),Reference!$C$94,IF(OR($D31=\"VES1\",$D31=\"VES2\"),Reference!$C$95,IF(OR($D31=\"VEU1\",$D31=\"VEU2\"),Reference!$C$96,0)))),0)))))))","v":0},{"$f":"IF($A$2=\"UL\",(IF($Z31=1,(IF($C31=\"Standard\",(IF(OR($D31=\"VEP1\",$D31=\"VEP2\"),Reference!$D$140,IF(OR($D31=\"VES1\",$D31=\"VES2\"),Reference!$D$140,IF(OR($D31=\"VEU1\",$D31=\"VEU2\"),Reference!$D$141,0)))),IF($C31=\"Silent\",(IF(OR($D31=\"VEP1\",$D31=\"VEP2\"),Reference!$D$140,IF(OR($D31=\"VES1\",$D31=\"VES2\"),Reference!$D$140,IF(OR($D31=\"VEU1\",$D31=\"VEU2\"),Reference!$D$141,0)))),IF($C31=\"Freeze\",(IF(OR($D31=\"VEP1\",$D31=\"VEP2\"),Reference!$D$143,IF(OR($D31=\"VES1\",$D31=\"VES2\"),Reference!$D$143,IF(OR($D31=\"VEU1\",$D31=\"VEU2\"),Reference!$D$144,0)))),0)))),(IF($C31=\"Standard\",(IF(OR($D31=\"VEP1\",$D31=\"VEP2\"),Reference!$D$122,IF(OR($D31=\"VES1\",$D31=\"VES2\"),Reference!$D$122,IF(OR($D31=\"VEU1\",$D31=\"VEU2\"),Reference!$D$123,0)))),IF($C31=\"Silent\",(IF(OR($D31=\"VEP1\",$D31=\"VEP2\"),Reference!$D$122,IF(OR($D31=\"VES1\",$D31=\"VES2\"),Reference!$D$122,IF(OR($D31=\"VEU1\",$D31=\"VEU2\"),Reference!$D$123,0)))),IF($C31=\"Freeze\",(IF(OR($D31=\"VEP1\",$D31=\"VEP2\"),Reference!$D$140,IF(OR($D31=\"VES1\",$D31=\"VES2\"),Reference!$D$140,IF(OR($D31=\"VEU1\",$D31=\"VEU2\"),Reference!$D$141,0)))),0)))))),(IF($Z31=1,(IF($C31=\"Standard\",(IF(OR($D31=\"VEP1\",$D31=\"VEP2\"),Reference!$D$109,IF(OR($D31=\"VES1\",$D31=\"VES2\"),Reference!$D$110,IF(OR($D31=\"VEU1\",$D31=\"VEU2\"),Reference!$D$111,0)))),IF($C31=\"Silent\",(IF(OR($D31=\"VEP1\",$D31=\"VEP2\"),Reference!$D$109,IF(OR($D31=\"VES1\",$D31=\"VES2\"),Reference!$D$110,IF(OR($D31=\"VEU1\",$D31=\"VEU2\"),Reference!$D$111,0)))),IF($C31=\"Freeze\",(IF(OR($D31=\"VEP1\",$D31=\"VEP2\"),Reference!$D$112,IF(OR($D31=\"VES1\",$D31=\"VES2\"),Reference!$D$113,IF(OR($D31=\"VEU1\",$D31=\"VEU2\"),Reference!$D$114,0)))),0)))),(IF($C31=\"Standard\",(IF(OR($D31=\"VEP1\",$D31=\"VEP2\"),Reference!$D$91,IF(OR($D31=\"VES1\",$D31=\"VES2\"),Reference!$D$92,IF(OR($D31=\"VEU1\",$D31=\"VEU2\"),Reference!$D$93,0)))),IF($C31=\"Silent\",(IF(OR($D31=\"VEP1\",$D31=\"VEP2\"),Reference!$D$91,IF(OR($D31=\"VES1\",$D31=\"VES2\"),Reference!$D$92,IF(OR($D31=\"VEU1\",$D31=\"VEU2\"),Reference!$D$93,0)))),IF($C31=\"Freeze\",(IF(OR($D31=\"VEP1\",$D31=\"VEP2\"),Reference!$D$94,IF(OR($D31=\"VES1\",$D31=\"VES2\"),Reference!$D$95,IF(OR($D31=\"VEU1\",$D31=\"VEU2\"),Reference!$D$96,0)))),0)))))))","v":0},0,0,0,null,"No",0,0,0,0,{"$f":"IF(B31>0,(IF($BL31=1,IF($BN31=3,Reference!$C$194,IF($BN31=4,Reference!$C$196,IF($BN31=5,Reference!$C$198,0))),IF($BL31=2,IF($BN31=4,Reference!$C$195,IF($BN31=5,Reference!$C$197,IF($BN31=6,Reference!$C$199,0)))))),0)","v":0},{"$f":"IF(B31>0,(IF($BL31=1,IF($BN31=3,Reference!$D$194,IF($BN31=4,Reference!$D$196,IF($BN31=5,Reference!$D$198,0))),IF($BL31=2,IF($BN31=4,Reference!$D$195,IF($BN31=5,Reference!$D$197,IF($BN31=6,Reference!$D$199,0)))))),0)","v":0},{"$f":"IF(B31>0,(IF($BL31=1,IF($BN31=3,Reference!$E$194,IF($BN31=4,Reference!$E$196,IF($BN31=5,Reference!$E$198,0))),IF($BL31=2,IF($BN31=4,Reference!$E$195,IF($BN31=5,Reference!$E$197,IF($BN31=6,Reference!$E$199,0)))))),0)","v":0},0,0,null,{"$f":"IF($BS31=1,(IF($BT31=\"NU2\",Reference!$B$221,IF($BT31=\"NU2D\",Reference!$B$222,IF($BT31=\"NU5N\",Reference!$B$223,IF($BT31=\"NU5DN\",Reference!$B$224,IF($BT31=\"NU5DOData\",Reference!$B$225,IF($BT31=\"NU5DOFD\",Reference!$B$227,IF($BT31=\"NU5DF\",Reference!$B$226,\"\")))))))),0)","v":0},{"$f":"IF($BS31=1,(IF($BT31=\"NU2\",Reference!$D$221,IF($BT31=\"NU2D\",Reference!$D$222,IF($BT31=\"NU5N\",Reference!$D$223,IF($BT31=\"NU5DN\",Reference!$D$224,IF($BT31=\"NU5DOData\",Reference!$D$225,IF($BT31=\"NU5DOFD\",Reference!$D$227,IF($BT31=\"NU5DF\",Reference!$D$226,\"\")))))))),0)","v":0},{"$f":"IF($BS31=1,(IF($BT31=\"NU2\",Reference!$E$221,IF($BT31=\"NU2D\",Reference!$E$222,IF($BT31=\"NU5N\",Reference!$E$223,IF($BT31=\"NU5DN\",Reference!$E$224,IF($BT31=\"NU5DOData\",Reference!$E$225,IF($BT31=\"NU5DOFD\",Reference!$E$227,IF($BT31=\"NU5DF\",Reference!$E$226,\"\")))))))),0)","v":0},null,null,{"$f":"IF($BY31=\"AD-10-1960\",Reference!$G$232,IF($BY31=\"AD-10-1963\",Reference!$G$233,IF($BY31=\"AD-10-1966\",Reference!$G$237,IF($BY31=\"AD-10-1975\",Reference!$G$237,IF($BY31=\"AD-10-1980\",Reference!$G$238,\"\")))))","v":""},{"$f":"IF($BY31=\"AD-10-1960\",Reference!$F$232,IF($BY31=\"AD-10-1963\",Reference!$F$233,IF($BY31=\"AD-10-1966\",Reference!$F$237,IF($BY31=\"AD-10-1975\",Reference!$F$237,IF($BY31=\"AD-10-1980\",Reference!$F$238,\"\")))))","v":""},{"$f":"IF($BY31=\"AD-10-1960\",Reference!$E$232,IF($BY31=\"AD-10-1963\",Reference!$E$233,IF($BY31=\"AD-10-1966\",Reference!$E$237,IF($BY31=\"AD-10-1975\",Reference!$E$237,IF($BY31=\"AD-10-1980\",Reference!$E$238,\"\")))))","v":""},0,{"$f":"(IF($F31>0,(IF($CC31=\"AD-05-5400\",'Battery Consumption'!$D$5,IF($CC31=\"AD-05-5410\",'Battery Consumption'!$D$6,IF($CC31=\"AD-05-5405\",'Battery Consumption'!$D$7,IF($CC31=\"AD-05-5415\",'Battery Consumption'!$D$8,IF($CC31=\"AD-05-5425\",'Battery Consumption'!$D$9,IF($CC31=\"AD-05-5420\",'Battery Consumption'!$D$10,IF($CC31=\"AD-05-5430\",'Battery Consumption'!$D$11,IF($CC31=\"AD-05-5440\",'Battery Consumption'!$D$12,IF($CC31=\"AD-05-5435\",'Battery Consumption'!$D$13,IF($CC31=\"AD-05-5445\",'Battery Consumption'!$D$14,IF($CC31=\"AD-05-5455\",'Battery Consumption'!$D$15,IF($CC31=\"AD-05-5450\",'Battery Consumption'!$D$16,IF($CC31=\"AD-05-5460\",'Battery Consumption'!$D$17,IF($CC31=\"AD-05-5465\",'Battery Consumption'!$D$18,IF($CC31=\"AD-05-5470\",'Battery Consumption'!$D$19,IF($CC31=\"AD-05-5401\",'Battery Consumption'!$D$20,IF($CC31=\"AD-05-5413\",'Battery Consumption'!$D$21,IF($CC31=\"AD-05-5406\",'Battery Consumption'!$D$22,IF($CC31=\"AD-05-5416\",'Battery Consumption'!$D$23,IF($CC31=\"AD-05-5426\",'Battery Consumption'!$D$24,IF($CC31=\"AD-05-5421\",'Battery Consumption'!$D$25,IF($CC31=\"AD-05-5432\",'Battery Consumption'!$D$26,IF($CC31=\"AD-05-5441\",'Battery Consumption'!$D$27,IF($CC31=\"AD-05-5437\",'Battery Consumption'!$D$28,IF($CC31=\"AD-05-5446\",'Battery Consumption'!$D$29,IF($CC31=\"AD-05-5456\",'Battery Consumption'!$D$30,IF($CC31=\"AD-05-5451\",'Battery Consumption'!$D$31,IF($CC31=\"AD-05-5461\",'Battery Consumption'!$D$32,IF($CC31=\"AD-05-5471\",'Battery Consumption'!$D$33,IF($CC31=\"AD-05-5466\",'Battery Consumption'!$D$34,0))))))))))))))))))))))))))))))),0))","v":0},0,{"$f":"(IF($F31>0,(IF($CC31=\"AD-05-5400\",'Battery Consumption'!$E$5,IF($CC31=\"AD-05-5410\",'Battery Consumption'!$E$6,IF($CC31=\"AD-05-5405\",'Battery Consumption'!$E$7,IF($CC31=\"AD-05-5415\",'Battery Consumption'!$E$8,IF($CC31=\"AD-05-5425\",'Battery Consumption'!$E$9,IF($CC31=\"AD-05-5420\",'Battery Consumption'!$E$10,IF($CC31=\"AD-05-5430\",'Battery Consumption'!$E$11,IF($CC31=\"AD-05-5440\",'Battery Consumption'!$E$12,IF($CC31=\"AD-05-5435\",'Battery Consumption'!$E$13,IF($CC31=\"AD-05-5445\",'Battery Consumption'!$E$14,IF($CC31=\"AD-05-5455\",'Battery Consumption'!$E$15,IF($CC31=\"AD-05-5450\",'Battery Consumption'!$E$16,IF($CC31=\"AD-05-5460\",'Battery Consumption'!$E$17,IF($CC31=\"AD-05-5465\",'Battery Consumption'!$E$18,IF($CC31=\"AD-05-5470\",'Battery Consumption'!$E$19,IF($CC31=\"AD-05-5401\",'Battery Consumption'!$E$20,IF($CC31=\"AD-05-5413\",'Battery Consumption'!$E$21,IF($CC31=\"AD-05-5406\",'Battery Consumption'!$E$22,IF($CC31=\"AD-05-5416\",'Battery Consumption'!$E$23,IF($CC31=\"AD-05-5426\",'Battery Consumption'!$E$24,IF($CC31=\"AD-05-5421\",'Battery Consumption'!$E$25,IF($CC31=\"AD-05-5432\",'Battery Consumption'!$E$26,IF($CC31=\"AD-05-5441\",'Battery Consumption'!$E$27,IF($CC31=\"AD-05-5437\",'Battery Consumption'!$E$28,IF($CC31=\"AD-05-5446\",'Battery Consumption'!$E$29,IF($CC31=\"AD-05-5456\",'Battery Consumption'!$E$30,IF($CC31=\"AD-05-5451\",'Battery Consumption'!$E$31,IF($CC31=\"AD-05-5461\",'Battery Consumption'!$E$32,IF($CC31=\"AD-05-5471\",'Battery Consumption'!$E$33,IF($CC31=\"AD-05-5466\",'Battery Consumption'!$E$34,0))))))))))))))))))))))))))))))),0))","v":0},0,0,{"$f":"IF($F31>0,(IF($CH31<12,Reference!$J$259,IF($CH31<24,Reference!$J$260,IF($CH31<65,Reference!$J$260,\"Get your own\")))),0)","v":0},{"$f":"IF($F31>0,(IF($CH31<12,Reference!$F$259,IF($CH31<24,Reference!$F$260,IF($CH31<65,Reference!$F$260,\"Get your own\")))),0)","v":0},{"$f":"IF($F31>0,(IF($CH31<12,Reference!$H$259,IF($CH31<24,Reference!$H$260,IF($CH31<65,Reference!$H$260,\"Get your own\")))),0)","v":0},null,null,null,"AD-05-5435","Net-ProSens UL Freeze-TP4",0,"FM"]
[28,null,null,0,{"$f":"IF(B32=\"VEP-A00-1P\",+Reference!$C$15,IF(B32=\"VEP-A00-P-1P\",+Reference!$C$16,IF(B32=\"VEP-A00-P-2P\",+Reference!$C$17,IF(B32=\"VEP-A00-P-3P\",+Reference!$C$18,IF(B32=\"VEP-A00-P-4P\",+Reference!$C$19,IF(B32=\"VES-A00-P-1P\",+Reference!$C$20,IF(B32=\"VES-A00-P-2P\",+Reference!$C$21,IF(B32=\"VES-A00-P-3P\",+Reference!$C$22,IF(B32=\"VES-A00-P-4P\",+Reference!$C$23,IF(B32=\"VEU-A00-P-1P\",+Reference!$C$24,IF(B32=\"VEU-A00-P-2P\",+Reference!$C$25,IF(B32=\"VEU-A00-P-3P\",+Reference!$C$26,IF(B32=\"VEU-A00-P-4P\",+Reference!$C$27,IF(B32=\"To Select\",\"Pending\",0))))))))))))))","v":0},null,0,null,null,null,null,null,null,null,null,null,null,null,null,null,null,null,null,null,null,null,0,null,null,{"$f":"IF($A$2=\"UL\",(IF($AN32=1,(IF(AND($W32=1, $V32=1),Reference!$C$56,IF(AND($X32=1, $V32=1),Reference!$C$59,IF(AND($Y32=1, $V32=1),Reference!$C$57,IF(AND($W32=1, $V32=2),Reference!$C$57,IF(AND($X32=1, $V32=2),Reference!$C$60,IF(AND($Y32=1, $V32=2),Reference!$C$63,IF(AND($W32=1, $V32=3),Reference!$C$58,IF(AND($X32=1, $V32=3),Reference!$C$61,IF(AND($Y32=1, $V32=3),Reference!$C$64,0)))))))))),(IF($V32=0,0,IF($V32=1,Reference!$C$53,IF($V32=2,Reference!$C$54,IF($V32=3,Reference!$C$55,0))))))),(IF($AN32=1,(IF(AND($W32=1, $V32=1),Reference!$C$41,IF(AND($X32=1, $V32=1),Reference!$C$44,IF(AND($Y32=1, $V32=1),Reference!$C$42,IF(AND($W32=1, $V32=2),Reference!$C$42,IF(AND($X32=1, $V32=2),Reference!$C$45,IF(AND($Y32=1, $V32=2),Reference!$C$48,IF(AND($W32=1, $V32=3),Reference!$C$43,IF(AND($X32=1, $V32=3),Reference!$C$46,IF(AND($Y32=1, $V32=3),Reference!$C$49,0)))))))))),(IF($V32=0,0,IF($V32=1,Reference!$C$38,IF($V32=2,Reference!$C$39,IF($V32=3,Reference!$C$40,0))))))))","v":0},{"$f":"IF($A$2=\"UL\",(IF($AN32=1,(IF(AND($W32=1, $V32=1),Reference!$B$56,IF(AND($X32=1, $V32=1),Reference!$B$59,IF(AND($Y32=1, $V32=1),Reference!$B$57,IF(AND($W32=1, $V32=2),Reference!$B$57,IF(AND($X32=1, $V32=2),Reference!$B$60,IF(AND($Y32=1, $V32=2),Reference!$B$63,IF(AND($W32=1, $V32=3),Reference!$B$58,IF(AND($X32=1, $V32=3),Reference!$B$61,IF(AND($Y32=1, $V32=3),Reference!$B$64,0)))))))))),(IF($V32=0,0,IF($V32=1,Reference!$B$53,IF($V32=2,Reference!$B$54,IF($V32=3,Reference!$B$55,0))))))),(IF($AN32=1,(IF(AND($W32=1, $V32=1),Reference!$B$41,IF(AND($X32=1, $V32=1),Reference!$B$44,IF(AND($Y32=1, $V32=1),Reference!$B$42,IF(AND($W32=1, $V32=2),Reference!$B$42,IF(AND($X32=1, $V32=2),Reference!$B$45,IF(AND($Y32=1, $V32=2),Reference!$B$48,IF(AND($W32=1, $V32=3),Reference!$B$43,IF(AND($X32=1, $V32=3),Reference!$B$46,IF(AND($Y32=1, $V32=3),Reference!$B$49,0)))))))))),(IF($V32=0,0,IF($V32=1,Reference!$B$38,IF($V32=2,Reference!$B$39,IF($V32=3,Reference!$B$40,0))))))))","v":0},0,{"$f":"IF($AN32=1,(IF(AND($W32=1, $V32=1),Reference!$G$41,IF(AND($X32=1, $V32=1),Reference!$G$44,IF(AND($Y32=1, $V32=1),Reference!$G$42,IF(AND($W32=1, $V32=2),Reference!$G$42,IF(AND($X32=1, $V32=2),Reference!$G$45,IF(AND($Y32=1, $V32=2),Reference!$G$48,IF(AND($W32=1, $V32=3),Reference!$G$43,IF(AND($X32=1, $V32=3),Reference!$G$46,IF(AND($Y32=1, $V32=3),Reference!$G$49,0)))))))))),(IF($V32=0,0,IF($V32=1,Reference!$G$38,IF($V32=2,Reference!$G$39,IF($V32=3,Reference!$G$40,))))))","v":0},0,0,0,0,0,0,0,0,null,null,0,null,0,null,null,null,null,null,0,null,{"$f":"IF($A$2=\"UL\",(IF($Z32=1,(IF($C32=\"Standard\",(IF(OR($D32=\"VEP1\",$D32=\"VEP2\"),Reference!$B$140,IF(OR($D32=\"VES1\",$D32=\"VES2\"),Reference!$B$140,IF(OR($D32=\"VEU1\",$D32=\"VEU2\"),Reference!$B$141,0)))),IF($C32=\"Silent\",(IF(OR($D32=\"VEP1\",$D32=\"VEP2\"),Reference!$B$140,IF(OR($D32=\"VES1\",$D32=\"VES2\"),Reference!$B$140,IF(OR($D32=\"VEU1\",$D32=\"VEU2\"),Reference!$B$141,0)))),IF($C32=\"Freeze\",(IF(OR($D32=\"VEP1\",$D32=\"VEP2\"),Reference!$B$143,IF(OR($D32=\"VES1\",$D32=\"VES2\"),Reference!$B$143,IF(OR($D32=\"VEU1\",$D32=\"VEU2\"),Reference!$B$144,0)))),0)))),(IF($C32=\"Standard\",(IF(OR($D32=\"VEP1\",$D32=\"VEP2\"),Reference!$B$122,IF(OR($D32=\"VES1\",$D32=\"VES2\"),Reference!$B$122,IF(OR($D32=\"VEU1\",$D32=\"VEU2\"),Reference!$B$123,0)))),IF($C32=\"Silent\",(IF(OR($D32=\"VEP1\",$D32=\"VEP2\"),Reference!$B$122,IF(OR($D32=\"VES1\",$D32=\"VES2\"),Reference!$B$122,IF(OR($D32=\"VEU1\",$D32=\"VEU2\"),Reference!$B$123,0)))),IF($C32=\"Freeze\",(IF(OR($D32=\"VEP1\",$D32=\"VEP2\"),Reference!$B$140,IF(OR($D32=\"VES1\",$D32=\"VES2\"),Reference!$B$140,IF(OR($D32=\"VEU1\",$D32=\"VEU2\"),Reference!$B$141,0)))),0)))))),(IF($Z32=1,(IF($C32=\"Standard\",(IF(OR($D32=\"VEP1\",$D32=\"VEP2\"),Reference!$B$109,IF(OR($D32=\"VES1\",$D32=\"VES2\"),Reference!$B$110,IF(OR($D32=\"VEU1\",$D32=\"VEU2\"),Reference!$B$111,0)))),IF($C32=\"Silent\",(IF(OR($D32=\"VEP1\",$D32=\"VEP2\"),Reference!$B$109,IF(OR($D32=\"VES1\",$D32=\"VES2\"),Reference!$B$110,IF(OR($D32=\"VEU1\",$D32=\"VEU2\"),Reference!$B$111,0)))),IF($C32=\"Freeze\",(IF(OR($D32=\"VEP1\",$D32=\"VEP2\"),Reference!$B$112,IF(OR($D32=\"VES1\",$D32=\"VES2\"),Reference!$B$113,IF(OR($D32=\"VEU1\",$D32=\"VEU2\"),Reference!$B$114,0)))),0)))),(IF($C32=\"Standard\",(IF(OR($D32=\"VEP1\",$D32=\"VEP2\"),Reference!$B$91,IF(OR($D32=\"VES1\",$D32=\"VES2\"),Reference!$B$92,IF(OR($D32=\"VEU1\",$D32=\"VEU2\"),Reference!$B$93,0)))),IF($C32=\"Silent\",(IF(OR($D32=\"VEP1\",$D32=\"VEP2\"),Reference!$B$91,IF(OR($D32=\"VES1\",$D32=\"VES2\"),Reference!$B$92,IF(OR($D32=\"VEU1\",$D32=\"VEU2\"),Reference!$B$93,0)))),IF($C32=\"Freeze\",(IF(OR($D32=\"VEP1\",$D32=\"VEP2\"),Reference!$B$94,IF(OR($D32=\"VES1\",$D32=\"VES2\"),Reference!$B$95,IF(OR($D32=\"VEU1\",$D32=\"VEU2\"),Reference!$B$96,0)))),0)))))))","v":0},0,{"$f":"IF($A$2=\"UL\",(IF($Z32=1,(IF($C32=\"Standard\",(IF(OR($D32=\"VEP1\",$D32=\"VEP2\"),Reference!$C$140,IF(OR($D32=\"VES1\",$D32=\"VES2\"),Reference!$C$140,IF(OR($D32=\"VEU1\",$D32=\"VEU2\"),Reference!$C$141,0)))),IF($C32=\"Silent\",(IF(OR($D32=\"VEP1\",$D32=\"VEP2\"),Reference!$C$140,IF(OR($D32=\"VES1\",$D32=\"VES2\"),Reference!$C$140,IF(OR($D32=\"VEU1\",$D32=\"VEU2\"),Reference!$C$141,0)))),IF($C32=\"Freeze\",(IF(OR($D32=\"VEP1\",$D32=\"VEP2\"),Reference!$C$143,IF(OR($D32=\"VES1\",$D32=\"VES2\"),Reference!$C$143,IF(OR($D32=\"VEU1\",$D32=\"VEU2\"),Reference!$C$144,0)))),0)))),(IF($C32=\"Standard\",(IF(OR($D32=\"VEP1\",$D32=\"VEP2\"),Reference!$C$122,IF(OR($D32=\"VES1\",$D32=\"VES2\"),Reference!$C$122,IF(OR($D32=\"VEU1\",$D32=\"VEU2\"),Reference!$C$123,0)))),IF($C32=\"Silent\",(IF(OR($D32=\"VEP1\",$D32=\"VEP2\"),Reference!$C$122,IF(OR($D32=\"VES1\",$D32=\"VES2\"),Reference!$C$122,IF(OR($D32=\"VEU1\",$D32=\"VEU2\"),Reference!$C$123,0)))),IF($C32=\"Freeze\",(IF(OR($D32=\"VEP1\",$D32=\"VEP2\"),Reference!$C$140,IF(OR($D32=\"VES1\",$D32=\"VES2\"),Reference!$C$140,IF(OR($D32=\"VEU1\",$D32=\"VEU2\"),Reference!$C$141,0)))),0)))))),(IF($Z32=1,(IF($C32=\"Standard\",(IF(OR($D32=\"VEP1\",$D32=\"VEP2\"),Reference!$C$109,IF(OR($D32=\"VES1\",$D32=\"VES2\"),Reference!$C$110,IF(OR($D32=\"VEU1\",$D32=\"VEU2\"),Reference!$C$111,0)))),IF($C32=\"Silent\",(IF(OR($D32=\"VEP1\",$D32=\"VEP2\"),Reference!$C$109,IF(OR($D32=\"VES1\",$D32=\"VES2\"),Reference!$C$110,IF(OR($D32=\"VEU1\",$D32=\"VEU2\"),Reference!$C$111,0)))),IF($C32=\"Freeze\",(IF(OR($D32=\"VEP1\",$D32=\"VEP2\"),Reference!$C$112,IF(OR($D32=\"VES1\",$D32=\"VES2\"),Reference!$C$113,IF(OR($D32=\"VEU1\",$D32=\"VEU2\"),Reference!$C$114,0)))),0)))),(IF($C32=\"Standard\",(IF(OR($D32=\"VEP1\",$D32=\"VEP2\"),Reference!$C$91,IF(OR($D32=\"VES1\",$D32=\"VES2\"),Reference!$C$92,IF(OR($D32=\"VEU1\",$D32=\"VEU2\"),Reference!$C$93,0)))),IF($C32=\"Silent\",(IF(OR($D32=\"VEP1\",$D32=\"VEP2\"),Reference!$C$91,IF(OR($D32=\"VES1\",$D32=\"VES2\"),Reference!$C$92,IF(OR($D32=\"VEU1\",$D32=\"VEU2\"),Reference!$C$93,0)))),IF($C32=\"Freeze\",(IF(OR($D32=\"VEP1\",$D32=\"VEP2\"),Reference!$C$94,IF(OR($D32=\"VES1\",$D32=\"VES2\"),Reference!$C$95,IF(OR($D32=\"VEU1\",$D32=\"VEU2\"),Reference!$C$96,0)))),0)))))))","v":0},{"$f":"IF($A$2=\"UL\",(IF($Z32=1,(IF($C32=\"Standard\",(IF(OR($D32=\"VEP1\",$D32=\"VEP2\"),Reference!$D$140,IF(OR($D32=\"VES1\",$D32=\"VES2\"),Reference!$D$140,IF(OR($D32=\"VEU1\",$D32=\"VEU2\"),Reference!$D$141,0)))),IF($C32=\"Silent\",(IF(OR($D32=\"VEP1\",$D32=\"VEP2\"),Reference!$D$140,IF(OR($D32=\"VES1\",$D32=\"VES2\"),Reference!$D$140,IF(OR($D32=\"VEU1\",$D32=\"VEU2\"),Reference!$D$141,0)))),IF($C32=\"Freeze\",(IF(OR($D32=\"VEP1\",$D32=\"VEP2\"),Reference!$D$143,IF(OR($D32=\"VES1\",$D32=\"VES2\"),Reference!$D$143,IF(OR($D32=\"VEU1\",$D32=\"VEU2\"),Reference!$D$144,0)))),0)))),(IF($C32=\"Standard\",(IF(OR($D32=\"VEP1\",$D32=\"VEP2\"),Reference!$D$122,IF(OR($D32=\"VES1\",$D32=\"VES2\"),Reference!$D$122,IF(OR($D32=\"VEU1\",$D32=\"VEU2\"),Reference!$D$123,0)))),IF($C32=\"Silent\",(IF(OR($D32=\"VEP1\",$D32=\"VEP2\"),Reference!$D$122,IF(OR($D32=\"VES1\",$D32=\"VES2\"),Reference!$D$122,IF(OR($D32=\"VEU1\",$D32=\"VEU2\"),Reference!$D$123,0)))),IF($C32=\"Freeze\",(IF(OR($D32=\"VEP1\",$D32=\"VEP2\"),Reference!$D$140,IF(OR($D32=\"VES1\",$D32=\"VES2\"),Reference!$D$140,IF(OR($D32=\"VEU1\",$D32=\"VEU2\"),Reference!$D$141,0)))),0)))))),(IF($Z32=1,(IF($C32=\"Standard\",(IF(OR($D32=\"VEP1\",$D32=\"VEP2\"),Reference!$D$109,IF(OR($D32=\"VES1\",$D32=\"VES2\"),Reference!$D$110,IF(OR($D32=\"VEU1\",$D32=\"VEU2\"),Reference!$D$111,0)))),IF($C32=\"Silent\",(IF(OR($D32=\"VEP1\",$D32=\"VEP2\"),Reference!$D$109,IF(OR($D32=\"VES1\",$D32=\"VES2\"),Reference!$D$110,IF(OR($D32=\"VEU1\",$D32=\"VEU2\"),Reference!$D$111,0)))),IF($C32=\"Freeze\",(IF(OR($D32=\"VEP1\",$D32=\"VEP2\"),Reference!$D$112,IF(OR($D32=\"VES1\",$D32=\"VES2\"),Reference!$D$113,IF(OR($D32=\"VEU1\",$D32=\"VEU2\"),Reference!$D$114,0)))),0)))),(IF($C32=\"Standard\",(IF(OR($D32=\"VEP1\",$D32=\"VEP2\"),Reference!$D$91,IF(OR($D32=\"VES1\",$D32=\"VES2\"),Reference!$D$92,IF(OR($D32=\"VEU1\",$D32=\"VEU2\"),Reference!$D$93,0)))),IF($C32=\"Silent\",(IF(OR($D32=\"VEP1\",$D32=\"VEP2\"),Reference!$D$91,IF(OR($D32=\"VES1\",$D32=\"VES2\"),Reference!$D$92,IF(OR($D32=\"VEU1\",$D32=\"VEU2\"),Reference!$D$93,0)))),IF($C32=\"Freeze\",(IF(OR($D32=\"VEP1\",$D32=\"VEP2\"),Reference!$D$94,IF(OR($D32=\"VES1\",$D32=\"VES2\"),Reference!$D$95,IF(OR($D32=\"VEU1\",$D32=\"VEU2\"),Reference!$D$96,0)))),0)))))))","v":0},0,0,0,null,"No",0,0,0,0,{"$f":"IF(B32>0,(IF($BL32=1,IF($BN32=3,Reference!$C$194,IF($BN32=4,Reference!$C$196,IF($BN32=5,Reference!$C$198,0))),IF($BL32=2,IF($BN32=4,Reference!$C$195,IF($BN32=5,Reference!$C$197,IF($BN32=6,Reference!$C$199,0)))))),0)","v":0},{"$f":"IF(B32>0,(IF($BL32=1,IF($BN32=3,Reference!$D$194,IF($BN32=4,Reference!$D$196,IF($BN32=5,Reference!$D$198,0))),IF($BL32=2,IF($BN32=4,Reference!$D$195,IF($BN32=5,Reference!$D$197,IF($BN32=6,Reference!$D$199,0)))))),0)","v":0},{"$f":"IF(B32>0,(IF($BL32=1,IF($BN32=3,Reference!$E$194,IF($BN32=4,Reference!$E$196,IF($BN32=5,Reference!$E$198,0))),IF($BL32=2,IF($BN32=4,Reference!$E$195,IF($BN32=5,Reference!$E$197,IF($BN32=6,Reference!$E$199,0)))))),0)","v":0},0,0,null,{"$f":"IF($BS32=1,(IF($BT32=\"NU2\",Reference!$B$221,IF($BT32=\"NU2D\",Reference!$B$222,IF($BT32=\"NU5N\",Reference!$B$223,IF($BT32=\"NU5DN\",Reference!$B$224,IF($BT32=\"NU5DOData\",Reference!$B$225,IF($BT32=\"NU5DOFD\",Reference!$B$227,IF($BT32=\"NU5DF\",Reference!$B$226,\"\")))))))),0)","v":0},{"$f":"IF($BS32=1,(IF($BT32=\"NU2\",Reference!$D$221,IF($BT32=\"NU2D\",Reference!$D$222,IF($BT32=\"NU5N\",Reference!$D$223,IF($BT32=\"NU5DN\",Reference!$D$224,IF($BT32=\"NU5DOData\",Reference!$D$225,IF($BT32=\"NU5DOFD\",Reference!$D$227,IF($BT32=\"NU5DF\",Reference!$D$226,\"\")))))))),0)","v":0},{"$f":"IF($BS32=1,(IF($BT32=\"NU2\",Reference!$E$221,IF($BT32=\"NU2D\",Reference!$E$222,IF($BT32=\"NU5N\",Reference!$E$223,IF($BT32=\"NU5DN\",Reference!$E$224,IF($BT32=\"NU5DOData\",Reference!$E$225,IF($BT32=\"NU5DOFD\",Reference!$E$227,IF($BT32=\"NU5DF\",Reference!$E$226,\"\")))))))),0)","v":0},null,null,{"$f":"IF($BY32=\"AD-10-1960\",Reference!$G$232,IF($BY32=\"AD-10-1963\",Reference!$G$233,IF($BY32=\"AD-10-1966\",Reference!$G$237,IF($BY32=\"AD-10-1975\",Reference!$G$237,IF($BY32=\"AD-10-1980\",Reference!$G$238,\"\")))))","v":""},{"$f":"IF($BY32=\"AD-10-1960\",Reference!$F$232,IF($BY32=\"AD-10-1963\",Reference!$F$233,IF($BY32=\"AD-10-1966\",Reference!$F$237,IF($BY32=\"AD-10-1975\",Reference!$F$237,IF($BY32=\"AD-10-1980\",Reference!$F$238,\"\")))))","v":""},{"$f":"IF($BY32=\"AD-10-1960\",Reference!$E$232,IF($BY32=\"AD-10-1963\",Reference!$E$233,IF($BY32=\"AD-10-1966\",Reference!$E$237,IF($BY32=\"AD-10-1975\",Reference!$E$237,IF($BY32=\"AD-10-1980\",Reference!$E$238,\"\")))))","v":""},0,{"$f":"(IF($F32>0,(IF($CC32=\"AD-05-5400\",'Battery Consumption'!$D$5,IF($CC32=\"AD-05-5410\",'Battery Consumption'!$D$6,IF($CC32=\"AD-05-5405\",'Battery Consumption'!$D$7,IF($CC32=\"AD-05-5415\",'Battery Consumption'!$D$8,IF($CC32=\"AD-05-5425\",'Battery Consumption'!$D$9,IF($CC32=\"AD-05-5420\",'Battery Consumption'!$D$10,IF($CC32=\"AD-05-5430\",'Battery Consumption'!$D$11,IF($CC32=\"AD-05-5440\",'Battery Consumption'!$D$12,IF($CC32=\"AD-05-5435\",'Battery Consumption'!$D$13,IF($CC32=\"AD-05-5445\",'Battery Consumption'!$D$14,IF($CC32=\"AD-05-5455\",'Battery Consumption'!$D$15,IF($CC32=\"AD-05-5450\",'Battery Consumption'!$D$16,IF($CC32=\"AD-05-5460\",'Battery Consumption'!$D$17,IF($CC32=\"AD-05-5465\",'Battery Consumption'!$D$18,IF($CC32=\"AD-05-5470\",'Battery Consumption'!$D$19,IF($CC32=\"AD-05-5401\",'Battery Consumption'!$D$20,IF($CC32=\"AD-05-5413\",'Battery Consumption'!$D$21,IF($CC32=\"AD-05-5406\",'Battery Consumption'!$D$22,IF($CC32=\"AD-05-5416\",'Battery Consumption'!$D$23,IF($CC32=\"AD-05-5426\",'Battery Consumption'!$D$24,IF($CC32=\"AD-05-5421\",'Battery Consumption'!$D$25,IF($CC32=\"AD-05-5432\",'Battery Consumption'!$D$26,IF($CC32=\"AD-05-5441\",'Battery Consumption'!$D$27,IF($CC32=\"AD-05-5437\",'Battery Consumption'!$D$28,IF($CC32=\"AD-05-5446\",'Battery Consumption'!$D$29,IF($CC32=\"AD-05-5456\",'Battery Consumption'!$D$30,IF($CC32=\"AD-05-5451\",'Battery Consumption'!$D$31,IF($CC32=\"AD-05-5461\",'Battery Consumption'!$D$32,IF($CC32=\"AD-05-5471\",'Battery Consumption'!$D$33,IF($CC32=\"AD-05-5466\",'Battery Consumption'!$D$34,0))))))))))))))))))))))))))))))),0))","v":0},0,{"$f":"(IF($F32>0,(IF($CC32=\"AD-05-5400\",'Battery Consumption'!$E$5,IF($CC32=\"AD-05-5410\",'Battery Consumption'!$E$6,IF($CC32=\"AD-05-5405\",'Battery Consumption'!$E$7,IF($CC32=\"AD-05-5415\",'Battery Consumption'!$E$8,IF($CC32=\"AD-05-5425\",'Battery Consumption'!$E$9,IF($CC32=\"AD-05-5420\",'Battery Consumption'!$E$10,IF($CC32=\"AD-05-5430\",'Battery Consumption'!$E$11,IF($CC32=\"AD-05-5440\",'Battery Consumption'!$E$12,IF($CC32=\"AD-05-5435\",'Battery Consumption'!$E$13,IF($CC32=\"AD-05-5445\",'Battery Consumption'!$E$14,IF($CC32=\"AD-05-5455\",'Battery Consumption'!$E$15,IF($CC32=\"AD-05-5450\",'Battery Consumption'!$E$16,IF($CC32=\"AD-05-5460\",'Battery Consumption'!$E$17,IF($CC32=\"AD-05-5465\",'Battery Consumption'!$E$18,IF($CC32=\"AD-05-5470\",'Battery Consumption'!$E$19,IF($CC32=\"AD-05-5401\",'Battery Consumption'!$E$20,IF($CC32=\"AD-05-5413\",'Battery Consumption'!$E$21,IF($CC32=\"AD-05-5406\",'Battery Consumption'!$E$22,IF($CC32=\"AD-05-5416\",'Battery Consumption'!$E$23,IF($CC32=\"AD-05-5426\",'Battery Consumption'!$E$24,IF($CC32=\"AD-05-5421\",'Battery Consumption'!$E$25,IF($CC32=\"AD-05-5432\",'Battery Consumption'!$E$26,IF($CC32=\"AD-05-5441\",'Battery Consumption'!$E$27,IF($CC32=\"AD-05-5437\",'Battery Consumption'!$E$28,IF($CC32=\"AD-05-5446\",'Battery Consumption'!$E$29,IF($CC32=\"AD-05-5456\",'Battery Consumption'!$E$30,IF($CC32=\"AD-05-5451\",'Battery Consumption'!$E$31,IF($CC32=\"AD-05-5461\",'Battery Consumption'!$E$32,IF($CC32=\"AD-05-5471\",'Battery Consumption'!$E$33,IF($CC32=\"AD-05-5466\",'Battery Consumption'!$E$34,0))))))))))))))))))))))))))))))),0))","v":0},0,0,{"$f":"IF($F32>0,(IF($CH32<12,Reference!$J$259,IF($CH32<24,Reference!$J$260,IF($CH32<65,Reference!$J$260,\"Get your own\")))),0)","v":0},{"$f":"IF($F32>0,(IF($CH32<12,Reference!$F$259,IF($CH32<24,Reference!$F$260,IF($CH32<65,Reference!$F$260,\"Get your own\")))),0)","v":0},{"$f":"IF($F32>0,(IF($CH32<12,Reference!$H$259,IF($CH32<24,Reference!$H$260,IF($CH32<65,Reference!$H$260,\"Get your own\")))),0)","v":0},null,null,null,"AD-05-5445","Net-ProSens UL Standard-TP5",0,"FM"]
[29,null,null,0,{"$f":"IF(B33=\"VEP-A00-1P\",+Reference!$C$15,IF(B33=\"VEP-A00-P-1P\",+Reference!$C$16,IF(B33=\"VEP-A00-P-2P\",+Reference!$C$17,IF(B33=\"VEP-A00-P-3P\",+Reference!$C$18,IF(B33=\"VEP-A00-P-4P\",+Reference!$C$19,IF(B33=\"VES-A00-P-1P\",+Reference!$C$20,IF(B33=\"VES-A00-P-2P\",+Reference!$C$21,IF(B33=\"VES-A00-P-3P\",+Reference!$C$22,IF(B33=\"VES-A00-P-4P\",+Reference!$C$23,IF(B33=\"VEU-A00-P-1P\",+Reference!$C$24,IF(B33=\"VEU-A00-P-2P\",+Reference!$C$25,IF(B33=\"VEU-A00-P-3P\",+Reference!$C$26,IF(B33=\"VEU-A00-P-4P\",+Reference!$C$27,IF(B33=\"To Select\",\"Pending\",0))))))))))))))","v":0},null,0,null,null,null,null,null,null,null,null,null,null,null,null,null,null,null,null,null,null,null,0,null,null,{"$f":"IF($A$2=\"UL\",(IF($AN33=1,(IF(AND($W33=1, $V33=1),Reference!$C$56,IF(AND($X33=1, $V33=1),Reference!$C$59,IF(AND($Y33=1, $V33=1),Reference!$C$57,IF(AND($W33=1, $V33=2),Reference!$C$57,IF(AND($X33=1, $V33=2),Reference!$C$60,IF(AND($Y33=1, $V33=2),Reference!$C$63,IF(AND($W33=1, $V33=3),Reference!$C$58,IF(AND($X33=1, $V33=3),Reference!$C$61,IF(AND($Y33=1, $V33=3),Reference!$C$64,0)))))))))),(IF($V33=0,0,IF($V33=1,Reference!$C$53,IF($V33=2,Reference!$C$54,IF($V33=3,Reference!$C$55,0))))))),(IF($AN33=1,(IF(AND($W33=1, $V33=1),Reference!$C$41,IF(AND($X33=1, $V33=1),Reference!$C$44,IF(AND($Y33=1, $V33=1),Reference!$C$42,IF(AND($W33=1, $V33=2),Reference!$C$42,IF(AND($X33=1, $V33=2),Reference!$C$45,IF(AND($Y33=1, $V33=2),Reference!$C$48,IF(AND($W33=1, $V33=3),Reference!$C$43,IF(AND($X33=1, $V33=3),Reference!$C$46,IF(AND($Y33=1, $V33=3),Reference!$C$49,0)))))))))),(IF($V33=0,0,IF($V33=1,Reference!$C$38,IF($V33=2,Reference!$C$39,IF($V33=3,Reference!$C$40,0))))))))","v":0},{"$f":"IF($A$2=\"UL\",(IF($AN33=1,(IF(AND($W33=1, $V33=1),Reference!$B$56,IF(AND($X33=1, $V33=1),Reference!$B$59,IF(AND($Y33=1, $V33=1),Reference!$B$57,IF(AND($W33=1, $V33=2),Reference!$B$57,IF(AND($X33=1, $V33=2),Reference!$B$60,IF(AND($Y33=1, $V33=2),Reference!$B$63,IF(AND($W33=1, $V33=3),Reference!$B$58,IF(AND($X33=1, $V33=3),Reference!$B$61,IF(AND($Y33=1, $V33=3),Reference!$B$64,0)))))))))),(IF($V33=0,0,IF($V33=1,Reference!$B$53,IF($V33=2,Reference!$B$54,IF($V33=3,Reference!$B$55,0))))))),(IF($AN33=1,(IF(AND($W33=1, $V33=1),Reference!$B$41,IF(AND($X33=1, $V33=1),Reference!$B$44,IF(AND($Y33=1, $V33=1),Reference!$B$42,IF(AND($W33=1, $V33=2),Reference!$B$42,IF(AND($X33=1, $V33=2),Reference!$B$45,IF(AND($Y33=1, $V33=2),Reference!$B$48,IF(AND($W33=1, $V33=3),Reference!$B$43,IF(AND($X33=1, $V33=3),Reference!$B$46,IF(AND($Y33=1, $V33=3),Reference!$B$49,0)))))))))),(IF($V33=0,0,IF($V33=1,Reference!$B$38,IF($V33=2,Reference!$B$39,IF($V33=3,Reference!$B$40,0))))))))","v":0},0,{"$f":"IF($AN33=1,(IF(AND($W33=1, $V33=1),Reference!$G$41,IF(AND($X33=1, $V33=1),Reference!$G$44,IF(AND($Y33=1, $V33=1),Reference!$G$42,IF(AND($W33=1, $V33=2),Reference!$G$42,IF(AND($X33=1, $V33=2),Reference!$G$45,IF(AND($Y33=1, $V33=2),Reference!$G$48,IF(AND($W33=1, $V33=3),Reference!$G$43,IF(AND($X33=1, $V33=3),Reference!$G$46,IF(AND($Y33=1, $V33=3),Reference!$G$49,0)))))))))),(IF($V33=0,0,IF($V33=1,Reference!$G$38,IF($V33=2,Reference!$G$39,IF($V33=3,Reference!$G$40,))))))","v":0},0,0,0,0,0,0,0,0,null,null,0,null,0,null,null,null,null,null,0,null,{"$f":"IF($A$2=\"UL\",(IF($Z33=1,(IF($C33=\"Standard\",(IF(OR($D33=\"VEP1\",$D33=\"VEP2\"),Reference!$B$140,IF(OR($D33=\"VES1\",$D33=\"VES2\"),Reference!$B$140,IF(OR($D33=\"VEU1\",$D33=\"VEU2\"),Reference!$B$141,0)))),IF($C33=\"Silent\",(IF(OR($D33=\"VEP1\",$D33=\"VEP2\"),Reference!$B$140,IF(OR($D33=\"VES1\",$D33=\"VES2\"),Reference!$B$140,IF(OR($D33=\"VEU1\",$D33=\"VEU2\"),Reference!$B$141,0)))),IF($C33=\"Freeze\",(IF(OR($D33=\"VEP1\",$D33=\"VEP2\"),Reference!$B$143,IF(OR($D33=\"VES1\",$D33=\"VES2\"),Reference!$B$143,IF(OR($D33=\"VEU1\",$D33=\"VEU2\"),Reference!$B$144,0)))),0)))),(IF($C33=\"Standard\",(IF(OR($D33=\"VEP1\",$D33=\"VEP2\"),Reference!$B$122,IF(OR($D33=\"VES1\",$D33=\"VES2\"),Reference!$B$122,IF(OR($D33=\"VEU1\",$D33=\"VEU2\"),Reference!$B$123,0)))),IF($C33=\"Silent\",(IF(OR($D33=\"VEP1\",$D33=\"VEP2\"),Reference!$B$122,IF(OR($D33=\"VES1\",$D33=\"VES2\"),Reference!$B$122,IF(OR($D33=\"VEU1\",$D33=\"VEU2\"),Reference!$B$123,0)))),IF($C33=\"Freeze\",(IF(OR($D33=\"VEP1\",$D33=\"VEP2\"),Reference!$B$140,IF(OR($D33=\"VES1\",$D33=\"VES2\"),Reference!$B$140,IF(OR($D33=\"VEU1\",$D33=\"VEU2\"),Reference!$B$141,0)))),0)))))),(IF($Z33=1,(IF($C33=\"Standard\",(IF(OR($D33=\"VEP1\",$D33=\"VEP2\"),Reference!$B$109,IF(OR($D33=\"VES1\",$D33=\"VES2\"),Reference!$B$110,IF(OR($D33=\"VEU1\",$D33=\"VEU2\"),Reference!$B$111,0)))),IF($C33=\"Silent\",(IF(OR($D33=\"VEP1\",$D33=\"VEP2\"),Reference!$B$109,IF(OR($D33=\"VES1\",$D33=\"VES2\"),Reference!$B$110,IF(OR($D33=\"VEU1\",$D33=\"VEU2\"),Reference!$B$111,0)))),IF($C33=\"Freeze\",(IF(OR($D33=\"VEP1\",$D33=\"VEP2\"),Reference!$B$112,IF(OR($D33=\"VES1\",$D33=\"VES2\"),Reference!$B$113,IF(OR($D33=\"VEU1\",$D33=\"VEU2\"),Reference!$B$114,0)))),0)))),(IF($C33=\"Standard\",(IF(OR($D33=\"VEP1\",$D33=\"VEP2\"),Reference!$B$91,IF(OR($D33=\"VES1\",$D33=\"VES2\"),Reference!$B$92,IF(OR($D33=\"VEU1\",$D33=\"VEU2\"),Reference!$B$93,0)))),IF($C33=\"Silent\",(IF(OR($D33=\"VEP1\",$D33=\"VEP2\"),Reference!$B$91,IF(OR($D33=\"VES1\",$D33=\"VES2\"),Reference!$B$92,IF(OR($D33=\"VEU1\",$D33=\"VEU2\"),Reference!$B$93,0)))),IF($C33=\"Freeze\",(IF(OR($D33=\"VEP1\",$D33=\"VEP2\"),Reference!$B$94,IF(OR($D33=\"VES1\",$D33=\"VES2\"),Reference!$B$95,IF(OR($D33=\"VEU1\",$D33=\"VEU2\"),Reference!$B$96,0)))),0)))))))","v":0},0,{"$f":"IF($A$2=\"UL\",(IF($Z33=1,(IF($C33=\"Standard\",(IF(OR($D33=\"VEP1\",$D33=\"VEP2\"),Reference!$C$140,IF(OR($D33=\"VES1\",$D33=\"VES2\"),Reference!$C$140,IF(OR($D33=\"VEU1\",$D33=\"VEU2\"),Reference!$C$141,0)))),IF($C33=\"Silent\",(IF(OR($D33=\"VEP1\",$D33=\"VEP2\"),Reference!$C$140,IF(OR($D33=\"VES1\",$D33=\"VES2\"),Reference!$C$140,IF(OR($D33=\"VEU1\",$D33=\"VEU2\"),Reference!$C$141,0)))),IF($C33=\"Freeze\",(IF(OR($D33=\"VEP1\",$D33=\"VEP2\"),Reference!$C$143,IF(OR($D33=\"VES1\",$D33=\"VES2\"),Reference!$C$143,IF(OR($D33=\"VEU1\",$D33=\"VEU2\"),Reference!$C$144,0)))),0)))),(IF($C33=\"Standard\",(IF(OR($D33=\"VEP1\",$D33=\"VEP2\"),Reference!$C$122,IF(OR($D33=\"VES1\",$D33=\"VES2\"),Reference!$C$122,IF(OR($D33=\"VEU1\",$D33=\"VEU2\"),Reference!$C$123,0)))),IF($C33=\"Silent\",(IF(OR($D33=\"VEP1\",$D33=\"VEP2\"),Reference!$C$122,IF(OR($D33=\"VES1\",$D33=\"VES2\"),Reference!$C$122,IF(OR($D33=\"VEU1\",$D33=\"VEU2\"),Reference!$C$123,0)))),IF($C33=\"Freeze\",(IF(OR($D33=\"VEP1\",$D33=\"VEP2\"),Reference!$C$140,IF(OR($D33=\"VES1\",$D33=\"VES2\"),Reference!$C$140,IF(OR($D33=\"VEU1\",$D33=\"VEU2\"),Reference!$C$141,0)))),0)))))),(IF($Z33=1,(IF($C33=\"Standard\",(IF(OR($D33=\"VEP1\",$D33=\"VEP2\"),Reference!$C$109,IF(OR($D33=\"VES1\",$D33=\"VES2\"),Reference!$C$110,IF(OR($D33=\"VEU1\",$D33=\"VEU2\"),Reference!$C$111,0)))),IF($C33=\"Silent\",(IF(OR($D33=\"VEP1\",$D33=\"VEP2\"),Reference!$C$109,IF(OR($D33=\"VES1\",$D33=\"VES2\"),Reference!$C$110,IF(OR($D33=\"VEU1\",$D33=\"VEU2\"),Reference!$C$111,0)))),IF($C33=\"Freeze\",(IF(OR($D33=\"VEP1\",$D33=\"VEP2\"),Reference!$C$112,IF(OR($D33=\"VES1\",$D33=\"VES2\"),Reference!$C$113,IF(OR($D33=\"VEU1\",$D33=\"VEU2\"),Reference!$C$114,0)))),0)))),(IF($C33=\"Standard\",(IF(OR($D33=\"VEP1\",$D33=\"VEP2\"),Reference!$C$91,IF(OR($D33=\"VES1\",$D33=\"VES2\"),Reference!$C$92,IF(OR($D33=\"VEU1\",$D33=\"VEU2\"),Reference!$C$93,0)))),IF($C33=\"Silent\",(IF(OR($D33=\"VEP1\",$D33=\"VEP2\"),Reference!$C$91,IF(OR($D33=\"VES1\",$D33=\"VES2\"),Reference!$C$92,IF(OR($D33=\"VEU1\",$D33=\"VEU2\"),Reference!$C$93,0)))),IF($C33=\"Freeze\",(IF(OR($D33=\"VEP1\",$D33=\"VEP2\"),Reference!$C$94,IF(OR($D33=\"VES1\",$D33=\"VES2\"),Reference!$C$95,IF(OR($D33=\"VEU1\",$D33=\"VEU2\"),Reference!$C$96,0)))),0)))))))","v":0},{"$f":"IF($A$2=\"UL\",(IF($Z33=1,(IF($C33=\"Standard\",(IF(OR($D33=\"VEP1\",$D33=\"VEP2\"),Reference!$D$140,IF(OR($D33=\"VES1\",$D33=\"VES2\"),Reference!$D$140,IF(OR($D33=\"VEU1\",$D33=\"VEU2\"),Reference!$D$141,0)))),IF($C33=\"Silent\",(IF(OR($D33=\"VEP1\",$D33=\"VEP2\"),Reference!$D$140,IF(OR($D33=\"VES1\",$D33=\"VES2\"),Reference!$D$140,IF(OR($D33=\"VEU1\",$D33=\"VEU2\"),Reference!$D$141,0)))),IF($C33=\"Freeze\",(IF(OR($D33=\"VEP1\",$D33=\"VEP2\"),Reference!$D$143,IF(OR($D33=\"VES1\",$D33=\"VES2\"),Reference!$D$143,IF(OR($D33=\"VEU1\",$D33=\"VEU2\"),Reference!$D$144,0)))),0)))),(IF($C33=\"Standard\",(IF(OR($D33=\"VEP1\",$D33=\"VEP2\"),Reference!$D$122,IF(OR($D33=\"VES1\",$D33=\"VES2\"),Reference!$D$122,IF(OR($D33=\"VEU1\",$D33=\"VEU2\"),Reference!$D$123,0)))),IF($C33=\"Silent\",(IF(OR($D33=\"VEP1\",$D33=\"VEP2\"),Reference!$D$122,IF(OR($D33=\"VES1\",$D33=\"VES2\"),Reference!$D$122,IF(OR($D33=\"VEU1\",$D33=\"VEU2\"),Reference!$D$123,0)))),IF($C33=\"Freeze\",(IF(OR($D33=\"VEP1\",$D33=\"VEP2\"),Reference!$D$140,IF(OR($D33=\"VES1\",$D33=\"VES2\"),Reference!$D$140,IF(OR($D33=\"VEU1\",$D33=\"VEU2\"),Reference!$D$141,0)))),0)))))),(IF($Z33=1,(IF($C33=\"Standard\",(IF(OR($D33=\"VEP1\",$D33=\"VEP2\"),Reference!$D$109,IF(OR($D33=\"VES1\",$D33=\"VES2\"),Reference!$D$110,IF(OR($D33=\"VEU1\",$D33=\"VEU2\"),Reference!$D$111,0)))),IF($C33=\"Silent\",(IF(OR($D33=\"VEP1\",$D33=\"VEP2\"),Reference!$D$109,IF(OR($D33=\"VES1\",$D33=\"VES2\"),Reference!$D$110,IF(OR($D33=\"VEU1\",$D33=\"VEU2\"),Reference!$D$111,0)))),IF($C33=\"Freeze\",(IF(OR($D33=\"VEP1\",$D33=\"VEP2\"),Reference!$D$112,IF(OR($D33=\"VES1\",$D33=\"VES2\"),Reference!$D$113,IF(OR($D33=\"VEU1\",$D33=\"VEU2\"),Reference!$D$114,0)))),0)))),(IF($C33=\"Standard\",(IF(OR($D33=\"VEP1\",$D33=\"VEP2\"),Reference!$D$91,IF(OR($D33=\"VES1\",$D33=\"VES2\"),Reference!$D$92,IF(OR($D33=\"VEU1\",$D33=\"VEU2\"),Reference!$D$93,0)))),IF($C33=\"Silent\",(IF(OR($D33=\"VEP1\",$D33=\"VEP2\"),Reference!$D$91,IF(OR($D33=\"VES1\",$D33=\"VES2\"),Reference!$D$92,IF(OR($D33=\"VEU1\",$D33=\"VEU2\"),Reference!$D$93,0)))),IF($C33=\"Freeze\",(IF(OR($D33=\"VEP1\",$D33=\"VEP2\"),Reference!$D$94,IF(OR($D33=\"VES1\",$D33=\"VES2\"),Reference!$D$95,IF(OR($D33=\"VEU1\",$D33=\"VEU2\"),Reference!$D$96,0)))),0)))))))","v":0},0,0,0,null,"No",0,0,0,0,{"$f":"IF(B33>0,(IF($BL33=1,IF($BN33=3,Reference!$C$194,IF($BN33=4,Reference!$C$196,IF($BN33=5,Reference!$C$198,0))),IF($BL33=2,IF($BN33=4,Reference!$C$195,IF($BN33=5,Reference!$C$197,IF($BN33=6,Reference!$C$199,0)))))),0)","v":0},{"$f":"IF(B33>0,(IF($BL33=1,IF($BN33=3,Reference!$D$194,IF($BN33=4,Reference!$D$196,IF($BN33=5,Reference!$D$198,0))),IF($BL33=2,IF($BN33=4,Reference!$D$195,IF($BN33=5,Reference!$D$197,IF($BN33=6,Reference!$D$199,0)))))),0)","v":0},{"$f":"IF(B33>0,(IF($BL33=1,IF($BN33=3,Reference!$E$194,IF($BN33=4,Reference!$E$196,IF($BN33=5,Reference!$E$198,0))),IF($BL33=2,IF($BN33=4,Reference!$E$195,IF($BN33=5,Reference!$E$197,IF($BN33=6,Reference!$E$199,0)))))),0)","v":0},0,0,null,{"$f":"IF($BS33=1,(IF($BT33=\"NU2\",Reference!$B$221,IF($BT33=\"NU2D\",Reference!$B$222,IF($BT33=\"NU5N\",Reference!$B$223,IF($BT33=\"NU5DN\",Reference!$B$224,IF($BT33=\"NU5DOData\",Reference!$B$225,IF($BT33=\"NU5DOFD\",Reference!$B$227,IF($BT33=\"NU5DF\",Reference!$B$226,\"\")))))))),0)","v":0},{"$f":"IF($BS33=1,(IF($BT33=\"NU2\",Reference!$D$221,IF($BT33=\"NU2D\",Reference!$D$222,IF($BT33=\"NU5N\",Reference!$D$223,IF($BT33=\"NU5DN\",Reference!$D$224,IF($BT33=\"NU5DOData\",Reference!$D$225,IF($BT33=\"NU5DOFD\",Reference!$D$227,IF($BT33=\"NU5DF\",Reference!$D$226,\"\")))))))),0)","v":0},{"$f":"IF($BS33=1,(IF($BT33=\"NU2\",Reference!$E$221,IF($BT33=\"NU2D\",Reference!$E$222,IF($BT33=\"NU5N\",Reference!$E$223,IF($BT33=\"NU5DN\",Reference!$E$224,IF($BT33=\"NU5DOData\",Reference!$E$225,IF($BT33=\"NU5DOFD\",Reference!$E$227,IF($BT33=\"NU5DF\",Reference!$E$226,\"\")))))))),0)","v":0},null,null,{"$f":"IF($BY33=\"AD-10-1960\",Reference!$G$232,IF($BY33=\"AD-10-1963\",Reference!$G$233,IF($BY33=\"AD-10-1966\",Reference!$G$237,IF($BY33=\"AD-10-1975\",Reference!$G$237,IF($BY33=\"AD-10-1980\",Reference!$G$238,\"\")))))","v":""},{"$f":"IF($BY33=\"AD-10-1960\",Reference!$F$232,IF($BY33=\"AD-10-1963\",Reference!$F$233,IF($BY33=\"AD-10-1966\",Reference!$F$237,IF($BY33=\"AD-10-1975\",Reference!$F$237,IF($BY33=\"AD-10-1980\",Reference!$F$238,\"\")))))","v":""},{"$f":"IF($BY33=\"AD-10-1960\",Reference!$E$232,IF($BY33=\"AD-10-1963\",Reference!$E$233,IF($BY33=\"AD-10-1966\",Reference!$E$237,IF($BY33=\"AD-10-1975\",Reference!$E$237,IF($BY33=\"AD-10-1980\",Reference!$E$238,\"\")))))","v":""},0,{"$f":"(IF($F33>0,(IF($CC33=\"AD-05-5400\",'Battery Consumption'!$D$5,IF($CC33=\"AD-05-5410\",'Battery Consumption'!$D$6,IF($CC33=\"AD-05-5405\",'Battery Consumption'!$D$7,IF($CC33=\"AD-05-5415\",'Battery Consumption'!$D$8,IF($CC33=\"AD-05-5425\",'Battery Consumption'!$D$9,IF($CC33=\"AD-05-5420\",'Battery Consumption'!$D$10,IF($CC33=\"AD-05-5430\",'Battery Consumption'!$D$11,IF($CC33=\"AD-05-5440\",'Battery Consumption'!$D$12,IF($CC33=\"AD-05-5435\",'Battery Consumption'!$D$13,IF($CC33=\"AD-05-5445\",'Battery Consumption'!$D$14,IF($CC33=\"AD-05-5455\",'Battery Consumption'!$D$15,IF($CC33=\"AD-05-5450\",'Battery Consumption'!$D$16,IF($CC33=\"AD-05-5460\",'Battery Consumption'!$D$17,IF($CC33=\"AD-05-5465\",'Battery Consumption'!$D$18,IF($CC33=\"AD-05-5470\",'Battery Consumption'!$D$19,IF($CC33=\"AD-05-5401\",'Battery Consumption'!$D$20,IF($CC33=\"AD-05-5413\",'Battery Consumption'!$D$21,IF($CC33=\"AD-05-5406\",'Battery Consumption'!$D$22,IF($CC33=\"AD-05-5416\",'Battery Consumption'!$D$23,IF($CC33=\"AD-05-5426\",'Battery Consumption'!$D$24,IF($CC33=\"AD-05-5421\",'Battery Consumption'!$D$25,IF($CC33=\"AD-05-5432\",'Battery Consumption'!$D$26,IF($CC33=\"AD-05-5441\",'Battery Consumption'!$D$27,IF($CC33=\"AD-05-5437\",'Battery Consumption'!$D$28,IF($CC33=\"AD-05-5446\",'Battery Consumption'!$D$29,IF($CC33=\"AD-05-5456\",'Battery Consumption'!$D$30,IF($CC33=\"AD-05-5451\",'Battery Consumption'!$D$31,IF($CC33=\"AD-05-5461\",'Battery Consumption'!$D$32,IF($CC33=\"AD-05-5471\",'Battery Consumption'!$D$33,IF($CC33=\"AD-05-5466\",'Battery Consumption'!$D$34,0))))))))))))))))))))))))))))))),0))","v":0},0,{"$f":"(IF($F33>0,(IF($CC33=\"AD-05-5400\",'Battery Consumption'!$E$5,IF($CC33=\"AD-05-5410\",'Battery Consumption'!$E$6,IF($CC33=\"AD-05-5405\",'Battery Consumption'!$E$7,IF($CC33=\"AD-05-5415\",'Battery Consumption'!$E$8,IF($CC33=\"AD-05-5425\",'Battery Consumption'!$E$9,IF($CC33=\"AD-05-5420\",'Battery Consumption'!$E$10,IF($CC33=\"AD-05-5430\",'Battery Consumption'!$E$11,IF($CC33=\"AD-05-5440\",'Battery Consumption'!$E$12,IF($CC33=\"AD-05-5435\",'Battery Consumption'!$E$13,IF($CC33=\"AD-05-5445\",'Battery Consumption'!$E$14,IF($CC33=\"AD-05-5455\",'Battery Consumption'!$E$15,IF($CC33=\"AD-05-5450\",'Battery Consumption'!$E$16,IF($CC33=\"AD-05-5460\",'Battery Consumption'!$E$17,IF($CC33=\"AD-05-5465\",'Battery Consumption'!$E$18,IF($CC33=\"AD-05-5470\",'Battery Consumption'!$E$19,IF($CC33=\"AD-05-5401\",'Battery Consumption'!$E$20,IF($CC33=\"AD-05-5413\",'Battery Consumption'!$E$21,IF($CC33=\"AD-05-5406\",'Battery Consumption'!$E$22,IF($CC33=\"AD-05-5416\",'Battery Consumption'!$E$23,IF($CC33=\"AD-05-5426\",'Battery Consumption'!$E$24,IF($CC33=\"AD-05-5421\",'Battery Consumption'!$E$25,IF($CC33=\"AD-05-5432\",'Battery Consumption'!$E$26,IF($CC33=\"AD-05-5441\",'Battery Consumption'!$E$27,IF($CC33=\"AD-05-5437\",'Battery Consumption'!$E$28,IF($CC33=\"AD-05-5446\",'Battery Consumption'!$E$29,IF($CC33=\"AD-05-5456\",'Battery Consumption'!$E$30,IF($CC33=\"AD-05-5451\",'Battery Consumption'!$E$31,IF($CC33=\"AD-05-5461\",'Battery Consumption'!$E$32,IF($CC33=\"AD-05-5471\",'Battery Consumption'!$E$33,IF($CC33=\"AD-05-5466\",'Battery Consumption'!$E$34,0))))))))))))))))))))))))))))))),0))","v":0},0,0,{"$f":"IF($F33>0,(IF($CH33<12,Reference!$J$259,IF($CH33<24,Reference!$J$260,IF($CH33<65,Reference!$J$260,\"Get your own\")))),0)","v":0},{"$f":"IF($F33>0,(IF($CH33<12,Reference!$F$259,IF($CH33<24,Reference!$F$260,IF($CH33<65,Reference!$F$260,\"Get your own\")))),0)","v":0},{"$f":"IF($F33>0,(IF($CH33<12,Reference!$H$259,IF($CH33<24,Reference!$H$260,IF($CH33<65,Reference!$H$260,\"Get your own\")))),0)","v":0},null,null,null,"AD-05-5455","Net-ProSens UL Silent-TP5",0,"FM"]
[30,null,null,0,{"$f":"IF(B34=\"VEP-A00-1P\",+Reference!$C$15,IF(B34=\"VEP-A00-P-1P\",+Reference!$C$16,IF(B34=\"VEP-A00-P-2P\",+Reference!$C$17,IF(B34=\"VEP-A00-P-3P\",+Reference!$C$18,IF(B34=\"VEP-A00-P-4P\",+Reference!$C$19,IF(B34=\"VES-A00-P-1P\",+Reference!$C$20,IF(B34=\"VES-A00-P-2P\",+Reference!$C$21,IF(B34=\"VES-A00-P-3P\",+Reference!$C$22,IF(B34=\"VES-A00-P-4P\",+Reference!$C$23,IF(B34=\"VEU-A00-P-1P\",+Reference!$C$24,IF(B34=\"VEU-A00-P-2P\",+Reference!$C$25,IF(B34=\"VEU-A00-P-3P\",+Reference!$C$26,IF(B34=\"VEU-A00-P-4P\",+Reference!$C$27,IF(B34=\"To Select\",\"Pending\",0))))))))))))))","v":0},null,0,null,null,null,null,null,null,null,null,null,null,null,null,null,null,null,null,null,null,null,0,null,null,{"$f":"IF($A$2=\"UL\",(IF($AN34=1,(IF(AND($W34=1, $V34=1),Reference!$C$56,IF(AND($X34=1, $V34=1),Reference!$C$59,IF(AND($Y34=1, $V34=1),Reference!$C$57,IF(AND($W34=1, $V34=2),Reference!$C$57,IF(AND($X34=1, $V34=2),Reference!$C$60,IF(AND($Y34=1, $V34=2),Reference!$C$63,IF(AND($W34=1, $V34=3),Reference!$C$58,IF(AND($X34=1, $V34=3),Reference!$C$61,IF(AND($Y34=1, $V34=3),Reference!$C$64,0)))))))))),(IF($V34=0,0,IF($V34=1,Reference!$C$53,IF($V34=2,Reference!$C$54,IF($V34=3,Reference!$C$55,0))))))),(IF($AN34=1,(IF(AND($W34=1, $V34=1),Reference!$C$41,IF(AND($X34=1, $V34=1),Reference!$C$44,IF(AND($Y34=1, $V34=1),Reference!$C$42,IF(AND($W34=1, $V34=2),Reference!$C$42,IF(AND($X34=1, $V34=2),Reference!$C$45,IF(AND($Y34=1, $V34=2),Reference!$C$48,IF(AND($W34=1, $V34=3),Reference!$C$43,IF(AND($X34=1, $V34=3),Reference!$C$46,IF(AND($Y34=1, $V34=3),Reference!$C$49,0)))))))))),(IF($V34=0,0,IF($V34=1,Reference!$C$38,IF($V34=2,Reference!$C$39,IF($V34=3,Reference!$C$40,0))))))))","v":0},{"$f":"IF($A$2=\"UL\",(IF($AN34=1,(IF(AND($W34=1, $V34=1),Reference!$B$56,IF(AND($X34=1, $V34=1),Reference!$B$59,IF(AND($Y34=1, $V34=1),Reference!$B$57,IF(AND($W34=1, $V34=2),Reference!$B$57,IF(AND($X34=1, $V34=2),Reference!$B$60,IF(AND($Y34=1, $V34=2),Reference!$B$63,IF(AND($W34=1, $V34=3),Reference!$B$58,IF(AND($X34=1, $V34=3),Reference!$B$61,IF(AND($Y34=1, $V34=3),Reference!$B$64,0)))))))))),(IF($V34=0,0,IF($V34=1,Reference!$B$53,IF($V34=2,Reference!$B$54,IF($V34=3,Reference!$B$55,0))))))),(IF($AN34=1,(IF(AND($W34=1, $V34=1),Reference!$B$41,IF(AND($X34=1, $V34=1),Reference!$B$44,IF(AND($Y34=1, $V34=1),Reference!$B$42,IF(AND($W34=1, $V34=2),Reference!$B$42,IF(AND($X34=1, $V34=2),Reference!$B$45,IF(AND($Y34=1, $V34=2),Reference!$B$48,IF(AND($W34=1, $V34=3),Reference!$B$43,IF(AND($X34=1, $V34=3),Reference!$B$46,IF(AND($Y34=1, $V34=3),Reference!$B$49,0)))))))))),(IF($V34=0,0,IF($V34=1,Reference!$B$38,IF($V34=2,Reference!$B$39,IF($V34=3,Reference!$B$40,0))))))))","v":0},0,{"$f":"IF($AN34=1,(IF(AND($W34=1, $V34=1),Reference!$G$41,IF(AND($X34=1, $V34=1),Reference!$G$44,IF(AND($Y34=1, $V34=1),Reference!$G$42,IF(AND($W34=1, $V34=2),Reference!$G$42,IF(AND($X34=1, $V34=2),Reference!$G$45,IF(AND($Y34=1, $V34=2),Reference!$G$48,IF(AND($W34=1, $V34=3),Reference!$G$43,IF(AND($X34=1, $V34=3),Reference!$G$46,IF(AND($Y34=1, $V34=3),Reference!$G$49,0)))))))))),(IF($V34=0,0,IF($V34=1,Reference!$G$38,IF($V34=2,Reference!$G$39,IF($V34=3,Reference!$G$40,))))))","v":0},0,0,0,0,0,0,0,0,null,null,0,null,0,null,null,null,null,null,0,null,{"$f":"IF($A$2=\"UL\",(IF($Z34=1,(IF($C34=\"Standard\",(IF(OR($D34=\"VEP1\",$D34=\"VEP2\"),Reference!$B$140,IF(OR($D34=\"VES1\",$D34=\"VES2\"),Reference!$B$140,IF(OR($D34=\"VEU1\",$D34=\"VEU2\"),Reference!$B$141,0)))),IF($C34=\"Silent\",(IF(OR($D34=\"VEP1\",$D34=\"VEP2\"),Reference!$B$140,IF(OR($D34=\"VES1\",$D34=\"VES2\"),Reference!$B$140,IF(OR($D34=\"VEU1\",$D34=\"VEU2\"),Reference!$B$141,0)))),IF($C34=\"Freeze\",(IF(OR($D34=\"VEP1\",$D34=\"VEP2\"),Reference!$B$143,IF(OR($D34=\"VES1\",$D34=\"VES2\"),Reference!$B$143,IF(OR($D34=\"VEU1\",$D34=\"VEU2\"),Reference!$B$144,0)))),0)))),(IF($C34=\"Standard\",(IF(OR($D34=\"VEP1\",$D34=\"VEP2\"),Reference!$B$122,IF(OR($D34=\"VES1\",$D34=\"VES2\"),Reference!$B$122,IF(OR($D34=\"VEU1\",$D34=\"VEU2\"),Reference!$B$123,0)))),IF($C34=\"Silent\",(IF(OR($D34=\"VEP1\",$D34=\"VEP2\"),Reference!$B$122,IF(OR($D34=\"VES1\",$D34=\"VES2\"),Reference!$B$122,IF(OR($D34=\"VEU1\",$D34=\"VEU2\"),Reference!$B$123,0)))),IF($C34=\"Freeze\",(IF(OR($D34=\"VEP1\",$D34=\"VEP2\"),Reference!$B$140,IF(OR($D34=\"VES1\",$D34=\"VES2\"),Reference!$B$140,IF(OR($D34=\"VEU1\",$D34=\"VEU2\"),Reference!$B$141,0)))),0)))))),(IF($Z34=1,(IF($C34=\"Standard\",(IF(OR($D34=\"VEP1\",$D34=\"VEP2\"),Reference!$B$109,IF(OR($D34=\"VES1\",$D34=\"VES2\"),Reference!$B$110,IF(OR($D34=\"VEU1\",$D34=\"VEU2\"),Reference!$B$111,0)))),IF($C34=\"Silent\",(IF(OR($D34=\"VEP1\",$D34=\"VEP2\"),Reference!$B$109,IF(OR($D34=\"VES1\",$D34=\"VES2\"),Reference!$B$110,IF(OR($D34=\"VEU1\",$D34=\"VEU2\"),Reference!$B$111,0)))),IF($C34=\"Freeze\",(IF(OR($D34=\"VEP1\",$D34=\"VEP2\"),Reference!$B$112,IF(OR($D34=\"VES1\",$D34=\"VES2\"),Reference!$B$113,IF(OR($D34=\"VEU1\",$D34=\"VEU2\"),Reference!$B$114,0)))),0)))),(IF($C34=\"Standard\",(IF(OR($D34=\"VEP1\",$D34=\"VEP2\"),Reference!$B$91,IF(OR($D34=\"VES1\",$D34=\"VES2\"),Reference!$B$92,IF(OR($D34=\"VEU1\",$D34=\"VEU2\"),Reference!$B$93,0)))),IF($C34=\"Silent\",(IF(OR($D34=\"VEP1\",$D34=\"VEP2\"),Reference!$B$91,IF(OR($D34=\"VES1\",$D34=\"VES2\"),Reference!$B$92,IF(OR($D34=\"VEU1\",$D34=\"VEU2\"),Reference!$B$93,0)))),IF($C34=\"Freeze\",(IF(OR($D34=\"VEP1\",$D34=\"VEP2\"),Reference!$B$94,IF(OR($D34=\"VES1\",$D34=\"VES2\"),Reference!$B$95,IF(OR($D34=\"VEU1\",$D34=\"VEU2\"),Reference!$B$96,0)))),0)))))))","v":0},0,{"$f":"IF($A$2=\"UL\",(IF($Z34=1,(IF($C34=\"Standard\",(IF(OR($D34=\"VEP1\",$D34=\"VEP2\"),Reference!$C$140,IF(OR($D34=\"VES1\",$D34=\"VES2\"),Reference!$C$140,IF(OR($D34=\"VEU1\",$D34=\"VEU2\"),Reference!$C$141,0)))),IF($C34=\"Silent\",(IF(OR($D34=\"VEP1\",$D34=\"VEP2\"),Reference!$C$140,IF(OR($D34=\"VES1\",$D34=\"VES2\"),Reference!$C$140,IF(OR($D34=\"VEU1\",$D34=\"VEU2\"),Reference!$C$141,0)))),IF($C34=\"Freeze\",(IF(OR($D34=\"VEP1\",$D34=\"VEP2\"),Reference!$C$143,IF(OR($D34=\"VES1\",$D34=\"VES2\"),Reference!$C$143,IF(OR($D34=\"VEU1\",$D34=\"VEU2\"),Reference!$C$144,0)))),0)))),(IF($C34=\"Standard\",(IF(OR($D34=\"VEP1\",$D34=\"VEP2\"),Reference!$C$122,IF(OR($D34=\"VES1\",$D34=\"VES2\"),Reference!$C$122,IF(OR($D34=\"VEU1\",$D34=\"VEU2\"),Reference!$C$123,0)))),IF($C34=\"Silent\",(IF(OR($D34=\"VEP1\",$D34=\"VEP2\"),Reference!$C$122,IF(OR($D34=\"VES1\",$D34=\"VES2\"),Reference!$C$122,IF(OR($D34=\"VEU1\",$D34=\"VEU2\"),Reference!$C$123,0)))),IF($C34=\"Freeze\",(IF(OR($D34=\"VEP1\",$D34=\"VEP2\"),Reference!$C$140,IF(OR($D34=\"VES1\",$D34=\"VES2\"),Reference!$C$140,IF(OR($D34=\"VEU1\",$D34=\"VEU2\"),Reference!$C$141,0)))),0)))))),(IF($Z34=1,(IF($C34=\"Standard\",(IF(OR($D34=\"VEP1\",$D34=\"VEP2\"),Reference!$C$109,IF(OR($D34=\"VES1\",$D34=\"VES2\"),Reference!$C$110,IF(OR($D34=\"VEU1\",$D34=\"VEU2\"),Reference!$C$111,0)))),IF($C34=\"Silent\",(IF(OR($D34=\"VEP1\",$D34=\"VEP2\"),Reference!$C$109,IF(OR($D34=\"VES1\",$D34=\"VES2\"),Reference!$C$110,IF(OR($D34=\"VEU1\",$D34=\"VEU2\"),Reference!$C$111,0)))),IF($C34=\"Freeze\",(IF(OR($D34=\"VEP1\",$D34=\"VEP2\"),Reference!$C$112,IF(OR($D34=\"VES1\",$D34=\"VES2\"),Reference!$C$113,IF(OR($D34=\"VEU1\",$D34=\"VEU2\"),Reference!$C$114,0)))),0)))),(IF($C34=\"Standard\",(IF(OR($D34=\"VEP1\",$D34=\"VEP2\"),Reference!$C$91,IF(OR($D34=\"VES1\",$D34=\"VES2\"),Reference!$C$92,IF(OR($D34=\"VEU1\",$D34=\"VEU2\"),Reference!$C$93,0)))),IF($C34=\"Silent\",(IF(OR($D34=\"VEP1\",$D34=\"VEP2\"),Reference!$C$91,IF(OR($D34=\"VES1\",$D34=\"VES2\"),Reference!$C$92,IF(OR($D34=\"VEU1\",$D34=\"VEU2\"),Reference!$C$93,0)))),IF($C34=\"Freeze\",(IF(OR($D34=\"VEP1\",$D34=\"VEP2\"),Reference!$C$94,IF(OR($D34=\"VES1\",$D34=\"VES2\"),Reference!$C$95,IF(OR($D34=\"VEU1\",$D34=\"VEU2\"),Reference!$C$96,0)))),0)))))))","v":0},{"$f":"IF($A$2=\"UL\",(IF($Z34=1,(IF($C34=\"Standard\",(IF(OR($D34=\"VEP1\",$D34=\"VEP2\"),Reference!$D$140,IF(OR($D34=\"VES1\",$D34=\"VES2\"),Reference!$D$140,IF(OR($D34=\"VEU1\",$D34=\"VEU2\"),Reference!$D$141,0)))),IF($C34=\"Silent\",(IF(OR($D34=\"VEP1\",$D34=\"VEP2\"),Reference!$D$140,IF(OR($D34=\"VES1\",$D34=\"VES2\"),Reference!$D$140,IF(OR($D34=\"VEU1\",$D34=\"VEU2\"),Reference!$D$141,0)))),IF($C34=\"Freeze\",(IF(OR($D34=\"VEP1\",$D34=\"VEP2\"),Reference!$D$143,IF(OR($D34=\"VES1\",$D34=\"VES2\"),Reference!$D$143,IF(OR($D34=\"VEU1\",$D34=\"VEU2\"),Reference!$D$144,0)))),0)))),(IF($C34=\"Standard\",(IF(OR($D34=\"VEP1\",$D34=\"VEP2\"),Reference!$D$122,IF(OR($D34=\"VES1\",$D34=\"VES2\"),Reference!$D$122,IF(OR($D34=\"VEU1\",$D34=\"VEU2\"),Reference!$D$123,0)))),IF($C34=\"Silent\",(IF(OR($D34=\"VEP1\",$D34=\"VEP2\"),Reference!$D$122,IF(OR($D34=\"VES1\",$D34=\"VES2\"),Reference!$D$122,IF(OR($D34=\"VEU1\",$D34=\"VEU2\"),Reference!$D$123,0)))),IF($C34=\"Freeze\",(IF(OR($D34=\"VEP1\",$D34=\"VEP2\"),Reference!$D$140,IF(OR($D34=\"VES1\",$D34=\"VES2\"),Reference!$D$140,IF(OR($D34=\"VEU1\",$D34=\"VEU2\"),Reference!$D$141,0)))),0)))))),(IF($Z34=1,(IF($C34=\"Standard\",(IF(OR($D34=\"VEP1\",$D34=\"VEP2\"),Reference!$D$109,IF(OR($D34=\"VES1\",$D34=\"VES2\"),Reference!$D$110,IF(OR($D34=\"VEU1\",$D34=\"VEU2\"),Reference!$D$111,0)))),IF($C34=\"Silent\",(IF(OR($D34=\"VEP1\",$D34=\"VEP2\"),Reference!$D$109,IF(OR($D34=\"VES1\",$D34=\"VES2\"),Reference!$D$110,IF(OR($D34=\"VEU1\",$D34=\"VEU2\"),Reference!$D$111,0)))),IF($C34=\"Freeze\",(IF(OR($D34=\"VEP1\",$D34=\"VEP2\"),Reference!$D$112,IF(OR($D34=\"VES1\",$D34=\"VES2\"),Reference!$D$113,IF(OR($D34=\"VEU1\",$D34=\"VEU2\"),Reference!$D$114,0)))),0)))),(IF($C34=\"Standard\",(IF(OR($D34=\"VEP1\",$D34=\"VEP2\"),Reference!$D$91,IF(OR($D34=\"VES1\",$D34=\"VES2\"),Reference!$D$92,IF(OR($D34=\"VEU1\",$D34=\"VEU2\"),Reference!$D$93,0)))),IF($C34=\"Silent\",(IF(OR($D34=\"VEP1\",$D34=\"VEP2\"),Reference!$D$91,IF(OR($D34=\"VES1\",$D34=\"VES2\"),Reference!$D$92,IF(OR($D34=\"VEU1\",$D34=\"VEU2\"),Reference!$D$93,0)))),IF($C34=\"Freeze\",(IF(OR($D34=\"VEP1\",$D34=\"VEP2\"),Reference!$D$94,IF(OR($D34=\"VES1\",$D34=\"VES2\"),Reference!$D$95,IF(OR($D34=\"VEU1\",$D34=\"VEU2\"),Reference!$D$96,0)))),0)))))))","v":0},0,0,0,null,"No",0,0,0,0,{"$f":"IF(B34>0,(IF($BL34=1,IF($BN34=3,Reference!$C$194,IF($BN34=4,Reference!$C$196,IF($BN34=5,Reference!$C$198,0))),IF($BL34=2,IF($BN34=4,Reference!$C$195,IF($BN34=5,Reference!$C$197,IF($BN34=6,Reference!$C$199,0)))))),0)","v":0},{"$f":"IF(B34>0,(IF($BL34=1,IF($BN34=3,Reference!$D$194,IF($BN34=4,Reference!$D$196,IF($BN34=5,Reference!$D$198,0))),IF($BL34=2,IF($BN34=4,Reference!$D$195,IF($BN34=5,Reference!$D$197,IF($BN34=6,Reference!$D$199,0)))))),0)","v":0},{"$f":"IF(B34>0,(IF($BL34=1,IF($BN34=3,Reference!$E$194,IF($BN34=4,Reference!$E$196,IF($BN34=5,Reference!$E$198,0))),IF($BL34=2,IF($BN34=4,Reference!$E$195,IF($BN34=5,Reference!$E$197,IF($BN34=6,Reference!$E$199,0)))))),0)","v":0},0,0,null,{"$f":"IF($BS34=1,(IF($BT34=\"NU2\",Reference!$B$221,IF($BT34=\"NU2D\",Reference!$B$222,IF($BT34=\"NU5N\",Reference!$B$223,IF($BT34=\"NU5DN\",Reference!$B$224,IF($BT34=\"NU5DOData\",Reference!$B$225,IF($BT34=\"NU5DOFD\",Reference!$B$227,IF($BT34=\"NU5DF\",Reference!$B$226,\"\")))))))),0)","v":0},{"$f":"IF($BS34=1,(IF($BT34=\"NU2\",Reference!$D$221,IF($BT34=\"NU2D\",Reference!$D$222,IF($BT34=\"NU5N\",Reference!$D$223,IF($BT34=\"NU5DN\",Reference!$D$224,IF($BT34=\"NU5DOData\",Reference!$D$225,IF($BT34=\"NU5DOFD\",Reference!$D$227,IF($BT34=\"NU5DF\",Reference!$D$226,\"\")))))))),0)","v":0},{"$f":"IF($BS34=1,(IF($BT34=\"NU2\",Reference!$E$221,IF($BT34=\"NU2D\",Reference!$E$222,IF($BT34=\"NU5N\",Reference!$E$223,IF($BT34=\"NU5DN\",Reference!$E$224,IF($BT34=\"NU5DOData\",Reference!$E$225,IF($BT34=\"NU5DOFD\",Reference!$E$227,IF($BT34=\"NU5DF\",Reference!$E$226,\"\")))))))),0)","v":0},null,null,{"$f":"IF($BY34=\"AD-10-1960\",Reference!$G$232,IF($BY34=\"AD-10-1963\",Reference!$G$233,IF($BY34=\"AD-10-1966\",Reference!$G$237,IF($BY34=\"AD-10-1975\",Reference!$G$237,IF($BY34=\"AD-10-1980\",Reference!$G$238,\"\")))))","v":""},{"$f":"IF($BY34=\"AD-10-1960\",Reference!$F$232,IF($BY34=\"AD-10-1963\",Reference!$F$233,IF($BY34=\"AD-10-1966\",Reference!$F$237,IF($BY34=\"AD-10-1975\",Reference!$F$237,IF($BY34=\"AD-10-1980\",Reference!$F$238,\"\")))))","v":""},{"$f":"IF($BY34=\"AD-10-1960\",Reference!$E$232,IF($BY34=\"AD-10-1963\",Reference!$E$233,IF($BY34=\"AD-10-1966\",Reference!$E$237,IF($BY34=\"AD-10-1975\",Reference!$E$237,IF($BY34=\"AD-10-1980\",Reference!$E$238,\"\")))))","v":""},0,{"$f":"(IF($F34>0,(IF($CC34=\"AD-05-5400\",'Battery Consumption'!$D$5,IF($CC34=\"AD-05-5410\",'Battery Consumption'!$D$6,IF($CC34=\"AD-05-5405\",'Battery Consumption'!$D$7,IF($CC34=\"AD-05-5415\",'Battery Consumption'!$D$8,IF($CC34=\"AD-05-5425\",'Battery Consumption'!$D$9,IF($CC34=\"AD-05-5420\",'Battery Consumption'!$D$10,IF($CC34=\"AD-05-5430\",'Battery Consumption'!$D$11,IF($CC34=\"AD-05-5440\",'Battery Consumption'!$D$12,IF($CC34=\"AD-05-5435\",'Battery Consumption'!$D$13,IF($CC34=\"AD-05-5445\",'Battery Consumption'!$D$14,IF($CC34=\"AD-05-5455\",'Battery Consumption'!$D$15,IF($CC34=\"AD-05-5450\",'Battery Consumption'!$D$16,IF($CC34=\"AD-05-5460\",'Battery Consumption'!$D$17,IF($CC34=\"AD-05-5465\",'Battery Consumption'!$D$18,IF($CC34=\"AD-05-5470\",'Battery Consumption'!$D$19,IF($CC34=\"AD-05-5401\",'Battery Consumption'!$D$20,IF($CC34=\"AD-05-5413\",'Battery Consumption'!$D$21,IF($CC34=\"AD-05-5406\",'Battery Consumption'!$D$22,IF($CC34=\"AD-05-5416\",'Battery Consumption'!$D$23,IF($CC34=\"AD-05-5426\",'Battery Consumption'!$D$24,IF($CC34=\"AD-05-5421\",'Battery Consumption'!$D$25,IF($CC34=\"AD-05-5432\",'Battery Consumption'!$D$26,IF($CC34=\"AD-05-5441\",'Battery Consumption'!$D$27,IF($CC34=\"AD-05-5437\",'Battery Consumption'!$D$28,IF($CC34=\"AD-05-5446\",'Battery Consumption'!$D$29,IF($CC34=\"AD-05-5456\",'Battery Consumption'!$D$30,IF($CC34=\"AD-05-5451\",'Battery Consumption'!$D$31,IF($CC34=\"AD-05-5461\",'Battery Consumption'!$D$32,IF($CC34=\"AD-05-5471\",'Battery Consumption'!$D$33,IF($CC34=\"AD-05-5466\",'Battery Consumption'!$D$34,0))))))))))))))))))))))))))))))),0))","v":0},0,{"$f":"(IF($F34>0,(IF($CC34=\"AD-05-5400\",'Battery Consumption'!$E$5,IF($CC34=\"AD-05-5410\",'Battery Consumption'!$E$6,IF($CC34=\"AD-05-5405\",'Battery Consumption'!$E$7,IF($CC34=\"AD-05-5415\",'Battery Consumption'!$E$8,IF($CC34=\"AD-05-5425\",'Battery Consumption'!$E$9,IF($CC34=\"AD-05-5420\",'Battery Consumption'!$E$10,IF($CC34=\"AD-05-5430\",'Battery Consumption'!$E$11,IF($CC34=\"AD-05-5440\",'Battery Consumption'!$E$12,IF($CC34=\"AD-05-5435\",'Battery Consumption'!$E$13,IF($CC34=\"AD-05-5445\",'Battery Consumption'!$E$14,IF($CC34=\"AD-05-5455\",'Battery Consumption'!$E$15,IF($CC34=\"AD-05-5450\",'Battery Consumption'!$E$16,IF($CC34=\"AD-05-5460\",'Battery Consumption'!$E$17,IF($CC34=\"AD-05-5465\",'Battery Consumption'!$E$18,IF($CC34=\"AD-05-5470\",'Battery Consumption'!$E$19,IF($CC34=\"AD-05-5401\",'Battery Consumption'!$E$20,IF($CC34=\"AD-05-5413\",'Battery Consumption'!$E$21,IF($CC34=\"AD-05-5406\",'Battery Consumption'!$E$22,IF($CC34=\"AD-05-5416\",'Battery Consumption'!$E$23,IF($CC34=\"AD-05-5426\",'Battery Consumption'!$E$24,IF($CC34=\"AD-05-5421\",'Battery Consumption'!$E$25,IF($CC34=\"AD-05-5432\",'Battery Consumption'!$E$26,IF($CC34=\"AD-05-5441\",'Battery Consumption'!$E$27,IF($CC34=\"AD-05-5437\",'Battery Consumption'!$E$28,IF($CC34=\"AD-05-5446\",'Battery Consumption'!$E$29,IF($CC34=\"AD-05-5456\",'Battery Consumption'!$E$30,IF($CC34=\"AD-05-5451\",'Battery Consumption'!$E$31,IF($CC34=\"AD-05-5461\",'Battery Consumption'!$E$32,IF($CC34=\"AD-05-5471\",'Battery Consumption'!$E$33,IF($CC34=\"AD-05-5466\",'Battery Consumption'!$E$34,0))))))))))))))))))))))))))))))),0))","v":0},0,0,{"$f":"IF($F34>0,(IF($CH34<12,Reference!$J$259,IF($CH34<24,Reference!$J$260,IF($CH34<65,Reference!$J$260,\"Get your own\")))),0)","v":0},{"$f":"IF($F34>0,(IF($CH34<12,Reference!$F$259,IF($CH34<24,Reference!$F$260,IF($CH34<65,Reference!$F$260,\"Get your own\")))),0)","v":0},{"$f":"IF($F34>0,(IF($CH34<12,Reference!$H$259,IF($CH34<24,Reference!$H$260,IF($CH34<65,Reference!$H$260,\"Get your own\")))),0)","v":0},null,null,null,"AD-05-5450","Net-ProSens UL Freeze-TP5",0,"FM"]
[31,null,null,0,{"$f":"IF(B35=\"VEP-A00-1P\",+Reference!$C$15,IF(B35=\"VEP-A00-P-1P\",+Reference!$C$16,IF(B35=\"VEP-A00-P-2P\",+Reference!$C$17,IF(B35=\"VEP-A00-P-3P\",+Reference!$C$18,IF(B35=\"VEP-A00-P-4P\",+Reference!$C$19,IF(B35=\"VES-A00-P-1P\",+Reference!$C$20,IF(B35=\"VES-A00-P-2P\",+Reference!$C$21,IF(B35=\"VES-A00-P-3P\",+Reference!$C$22,IF(B35=\"VES-A00-P-4P\",+Reference!$C$23,IF(B35=\"VEU-A00-P-1P\",+Reference!$C$24,IF(B35=\"VEU-A00-P-2P\",+Reference!$C$25,IF(B35=\"VEU-A00-P-3P\",+Reference!$C$26,IF(B35=\"VEU-A00-P-4P\",+Reference!$C$27,IF(B35=\"To Select\",\"Pending\",0))))))))))))))","v":0},null,0,null,null,null,null,null,null,null,null,null,null,null,null,null,null,null,null,null,null,null,0,null,null,{"$f":"IF($A$2=\"UL\",(IF($AN35=1,(IF(AND($W35=1, $V35=1),Reference!$C$56,IF(AND($X35=1, $V35=1),Reference!$C$59,IF(AND($Y35=1, $V35=1),Reference!$C$57,IF(AND($W35=1, $V35=2),Reference!$C$57,IF(AND($X35=1, $V35=2),Reference!$C$60,IF(AND($Y35=1, $V35=2),Reference!$C$63,IF(AND($W35=1, $V35=3),Reference!$C$58,IF(AND($X35=1, $V35=3),Reference!$C$61,IF(AND($Y35=1, $V35=3),Reference!$C$64,0)))))))))),(IF($V35=0,0,IF($V35=1,Reference!$C$53,IF($V35=2,Reference!$C$54,IF($V35=3,Reference!$C$55,0))))))),(IF($AN35=1,(IF(AND($W35=1, $V35=1),Reference!$C$41,IF(AND($X35=1, $V35=1),Reference!$C$44,IF(AND($Y35=1, $V35=1),Reference!$C$42,IF(AND($W35=1, $V35=2),Reference!$C$42,IF(AND($X35=1, $V35=2),Reference!$C$45,IF(AND($Y35=1, $V35=2),Reference!$C$48,IF(AND($W35=1, $V35=3),Reference!$C$43,IF(AND($X35=1, $V35=3),Reference!$C$46,IF(AND($Y35=1, $V35=3),Reference!$C$49,0)))))))))),(IF($V35=0,0,IF($V35=1,Reference!$C$38,IF($V35=2,Reference!$C$39,IF($V35=3,Reference!$C$40,0))))))))","v":0},{"$f":"IF($A$2=\"UL\",(IF($AN35=1,(IF(AND($W35=1, $V35=1),Reference!$B$56,IF(AND($X35=1, $V35=1),Reference!$B$59,IF(AND($Y35=1, $V35=1),Reference!$B$57,IF(AND($W35=1, $V35=2),Reference!$B$57,IF(AND($X35=1, $V35=2),Reference!$B$60,IF(AND($Y35=1, $V35=2),Reference!$B$63,IF(AND($W35=1, $V35=3),Reference!$B$58,IF(AND($X35=1, $V35=3),Reference!$B$61,IF(AND($Y35=1, $V35=3),Reference!$B$64,0)))))))))),(IF($V35=0,0,IF($V35=1,Reference!$B$53,IF($V35=2,Reference!$B$54,IF($V35=3,Reference!$B$55,0))))))),(IF($AN35=1,(IF(AND($W35=1, $V35=1),Reference!$B$41,IF(AND($X35=1, $V35=1),Reference!$B$44,IF(AND($Y35=1, $V35=1),Reference!$B$42,IF(AND($W35=1, $V35=2),Reference!$B$42,IF(AND($X35=1, $V35=2),Reference!$B$45,IF(AND($Y35=1, $V35=2),Reference!$B$48,IF(AND($W35=1, $V35=3),Reference!$B$43,IF(AND($X35=1, $V35=3),Reference!$B$46,IF(AND($Y35=1, $V35=3),Reference!$B$49,0)))))))))),(IF($V35=0,0,IF($V35=1,Reference!$B$38,IF($V35=2,Reference!$B$39,IF($V35=3,Reference!$B$40,0))))))))","v":0},0,{"$f":"IF($AN35=1,(IF(AND($W35=1, $V35=1),Reference!$G$41,IF(AND($X35=1, $V35=1),Reference!$G$44,IF(AND($Y35=1, $V35=1),Reference!$G$42,IF(AND($W35=1, $V35=2),Reference!$G$42,IF(AND($X35=1, $V35=2),Reference!$G$45,IF(AND($Y35=1, $V35=2),Reference!$G$48,IF(AND($W35=1, $V35=3),Reference!$G$43,IF(AND($X35=1, $V35=3),Reference!$G$46,IF(AND($Y35=1, $V35=3),Reference!$G$49,0)))))))))),(IF($V35=0,0,IF($V35=1,Reference!$G$38,IF($V35=2,Reference!$G$39,IF($V35=3,Reference!$G$40,))))))","v":0},0,0,0,0,0,0,0,0,null,null,0,null,0,null,null,null,null,null,0,null,{"$f":"IF($A$2=\"UL\",(IF($Z35=1,(IF($C35=\"Standard\",(IF(OR($D35=\"VEP1\",$D35=\"VEP2\"),Reference!$B$140,IF(OR($D35=\"VES1\",$D35=\"VES2\"),Reference!$B$140,IF(OR($D35=\"VEU1\",$D35=\"VEU2\"),Reference!$B$141,0)))),IF($C35=\"Silent\",(IF(OR($D35=\"VEP1\",$D35=\"VEP2\"),Reference!$B$140,IF(OR($D35=\"VES1\",$D35=\"VES2\"),Reference!$B$140,IF(OR($D35=\"VEU1\",$D35=\"VEU2\"),Reference!$B$141,0)))),IF($C35=\"Freeze\",(IF(OR($D35=\"VEP1\",$D35=\"VEP2\"),Reference!$B$143,IF(OR($D35=\"VES1\",$D35=\"VES2\"),Reference!$B$143,IF(OR($D35=\"VEU1\",$D35=\"VEU2\"),Reference!$B$144,0)))),0)))),(IF($C35=\"Standard\",(IF(OR($D35=\"VEP1\",$D35=\"VEP2\"),Reference!$B$122,IF(OR($D35=\"VES1\",$D35=\"VES2\"),Reference!$B$122,IF(OR($D35=\"VEU1\",$D35=\"VEU2\"),Reference!$B$123,0)))),IF($C35=\"Silent\",(IF(OR($D35=\"VEP1\",$D35=\"VEP2\"),Reference!$B$122,IF(OR($D35=\"VES1\",$D35=\"VES2\"),Reference!$B$122,IF(OR($D35=\"VEU1\",$D35=\"VEU2\"),Reference!$B$123,0)))),IF($C35=\"Freeze\",(IF(OR($D35=\"VEP1\",$D35=\"VEP2\"),Reference!$B$140,IF(OR($D35=\"VES1\",$D35=\"VES2\"),Reference!$B$140,IF(OR($D35=\"VEU1\",$D35=\"VEU2\"),Reference!$B$141,0)))),0)))))),(IF($Z35=1,(IF($C35=\"Standard\",(IF(OR($D35=\"VEP1\",$D35=\"VEP2\"),Reference!$B$109,IF(OR($D35=\"VES1\",$D35=\"VES2\"),Reference!$B$110,IF(OR($D35=\"VEU1\",$D35=\"VEU2\"),Reference!$B$111,0)))),IF($C35=\"Silent\",(IF(OR($D35=\"VEP1\",$D35=\"VEP2\"),Reference!$B$109,IF(OR($D35=\"VES1\",$D35=\"VES2\"),Reference!$B$110,IF(OR($D35=\"VEU1\",$D35=\"VEU2\"),Reference!$B$111,0)))),IF($C35=\"Freeze\",(IF(OR($D35=\"VEP1\",$D35=\"VEP2\"),Reference!$B$112,IF(OR($D35=\"VES1\",$D35=\"VES2\"),Reference!$B$113,IF(OR($D35=\"VEU1\",$D35=\"VEU2\"),Reference!$B$114,0)))),0)))),(IF($C35=\"Standard\",(IF(OR($D35=\"VEP1\",$D35=\"VEP2\"),Reference!$B$91,IF(OR($D35=\"VES1\",$D35=\"VES2\"),Reference!$B$92,IF(OR($D35=\"VEU1\",$D35=\"VEU2\"),Reference!$B$93,0)))),IF($C35=\"Silent\",(IF(OR($D35=\"VEP1\",$D35=\"VEP2\"),Reference!$B$91,IF(OR($D35=\"VES1\",$D35=\"VES2\"),Reference!$B$92,IF(OR($D35=\"VEU1\",$D35=\"VEU2\"),Reference!$B$93,0)))),IF($C35=\"Freeze\",(IF(OR($D35=\"VEP1\",$D35=\"VEP2\"),Reference!$B$94,IF(OR($D35=\"VES1\",$D35=\"VES2\"),Reference!$B$95,IF(OR($D35=\"VEU1\",$D35=\"VEU2\"),Reference!$B$96,0)))),0)))))))","v":0},0,{"$f":"IF($A$2=\"UL\",(IF($Z35=1,(IF($C35=\"Standard\",(IF(OR($D35=\"VEP1\",$D35=\"VEP2\"),Reference!$C$140,IF(OR($D35=\"VES1\",$D35=\"VES2\"),Reference!$C$140,IF(OR($D35=\"VEU1\",$D35=\"VEU2\"),Reference!$C$141,0)))),IF($C35=\"Silent\",(IF(OR($D35=\"VEP1\",$D35=\"VEP2\"),Reference!$C$140,IF(OR($D35=\"VES1\",$D35=\"VES2\"),Reference!$C$140,IF(OR($D35=\"VEU1\",$D35=\"VEU2\"),Reference!$C$141,0)))),IF($C35=\"Freeze\",(IF(OR($D35=\"VEP1\",$D35=\"VEP2\"),Reference!$C$143,IF(OR($D35=\"VES1\",$D35=\"VES2\"),Reference!$C$143,IF(OR($D35=\"VEU1\",$D35=\"VEU2\"),Reference!$C$144,0)))),0)))),(IF($C35=\"Standard\",(IF(OR($D35=\"VEP1\",$D35=\"VEP2\"),Reference!$C$122,IF(OR($D35=\"VES1\",$D35=\"VES2\"),Reference!$C$122,IF(OR($D35=\"VEU1\",$D35=\"VEU2\"),Reference!$C$123,0)))),IF($C35=\"Silent\",(IF(OR($D35=\"VEP1\",$D35=\"VEP2\"),Reference!$C$122,IF(OR($D35=\"VES1\",$D35=\"VES2\"),Reference!$C$122,IF(OR($D35=\"VEU1\",$D35=\"VEU2\"),Reference!$C$123,0)))),IF($C35=\"Freeze\",(IF(OR($D35=\"VEP1\",$D35=\"VEP2\"),Reference!$C$140,IF(OR($D35=\"VES1\",$D35=\"VES2\"),Reference!$C$140,IF(OR($D35=\"VEU1\",$D35=\"VEU2\"),Reference!$C$141,0)))),0)))))),(IF($Z35=1,(IF($C35=\"Standard\",(IF(OR($D35=\"VEP1\",$D35=\"VEP2\"),Reference!$C$109,IF(OR($D35=\"VES1\",$D35=\"VES2\"),Reference!$C$110,IF(OR($D35=\"VEU1\",$D35=\"VEU2\"),Reference!$C$111,0)))),IF($C35=\"Silent\",(IF(OR($D35=\"VEP1\",$D35=\"VEP2\"),Reference!$C$109,IF(OR($D35=\"VES1\",$D35=\"VES2\"),Reference!$C$110,IF(OR($D35=\"VEU1\",$D35=\"VEU2\"),Reference!$C$111,0)))),IF($C35=\"Freeze\",(IF(OR($D35=\"VEP1\",$D35=\"VEP2\"),Reference!$C$112,IF(OR($D35=\"VES1\",$D35=\"VES2\"),Reference!$C$113,IF(OR($D35=\"VEU1\",$D35=\"VEU2\"),Reference!$C$114,0)))),0)))),(IF($C35=\"Standard\",(IF(OR($D35=\"VEP1\",$D35=\"VEP2\"),Reference!$C$91,IF(OR($D35=\"VES1\",$D35=\"VES2\"),Reference!$C$92,IF(OR($D35=\"VEU1\",$D35=\"VEU2\"),Reference!$C$93,0)))),IF($C35=\"Silent\",(IF(OR($D35=\"VEP1\",$D35=\"VEP2\"),Reference!$C$91,IF(OR($D35=\"VES1\",$D35=\"VES2\"),Reference!$C$92,IF(OR($D35=\"VEU1\",$D35=\"VEU2\"),Reference!$C$93,0)))),IF($C35=\"Freeze\",(IF(OR($D35=\"VEP1\",$D35=\"VEP2\"),Reference!$C$94,IF(OR($D35=\"VES1\",$D35=\"VES2\"),Reference!$C$95,IF(OR($D35=\"VEU1\",$D35=\"VEU2\"),Reference!$C$96,0)))),0)))))))","v":0},{"$f":"IF($A$2=\"UL\",(IF($Z35=1,(IF($C35=\"Standard\",(IF(OR($D35=\"VEP1\",$D35=\"VEP2\"),Reference!$D$140,IF(OR($D35=\"VES1\",$D35=\"VES2\"),Reference!$D$140,IF(OR($D35=\"VEU1\",$D35=\"VEU2\"),Reference!$D$141,0)))),IF($C35=\"Silent\",(IF(OR($D35=\"VEP1\",$D35=\"VEP2\"),Reference!$D$140,IF(OR($D35=\"VES1\",$D35=\"VES2\"),Reference!$D$140,IF(OR($D35=\"VEU1\",$D35=\"VEU2\"),Reference!$D$141,0)))),IF($C35=\"Freeze\",(IF(OR($D35=\"VEP1\",$D35=\"VEP2\"),Reference!$D$143,IF(OR($D35=\"VES1\",$D35=\"VES2\"),Reference!$D$143,IF(OR($D35=\"VEU1\",$D35=\"VEU2\"),Reference!$D$144,0)))),0)))),(IF($C35=\"Standard\",(IF(OR($D35=\"VEP1\",$D35=\"VEP2\"),Reference!$D$122,IF(OR($D35=\"VES1\",$D35=\"VES2\"),Reference!$D$122,IF(OR($D35=\"VEU1\",$D35=\"VEU2\"),Reference!$D$123,0)))),IF($C35=\"Silent\",(IF(OR($D35=\"VEP1\",$D35=\"VEP2\"),Reference!$D$122,IF(OR($D35=\"VES1\",$D35=\"VES2\"),Reference!$D$122,IF(OR($D35=\"VEU1\",$D35=\"VEU2\"),Reference!$D$123,0)))),IF($C35=\"Freeze\",(IF(OR($D35=\"VEP1\",$D35=\"VEP2\"),Reference!$D$140,IF(OR($D35=\"VES1\",$D35=\"VES2\"),Reference!$D$140,IF(OR($D35=\"VEU1\",$D35=\"VEU2\"),Reference!$D$141,0)))),0)))))),(IF($Z35=1,(IF($C35=\"Standard\",(IF(OR($D35=\"VEP1\",$D35=\"VEP2\"),Reference!$D$109,IF(OR($D35=\"VES1\",$D35=\"VES2\"),Reference!$D$110,IF(OR($D35=\"VEU1\",$D35=\"VEU2\"),Reference!$D$111,0)))),IF($C35=\"Silent\",(IF(OR($D35=\"VEP1\",$D35=\"VEP2\"),Reference!$D$109,IF(OR($D35=\"VES1\",$D35=\"VES2\"),Reference!$D$110,IF(OR($D35=\"VEU1\",$D35=\"VEU2\"),Reference!$D$111,0)))),IF($C35=\"Freeze\",(IF(OR($D35=\"VEP1\",$D35=\"VEP2\"),Reference!$D$112,IF(OR($D35=\"VES1\",$D35=\"VES2\"),Reference!$D$113,IF(OR($D35=\"VEU1\",$D35=\"VEU2\"),Reference!$D$114,0)))),0)))),(IF($C35=\"Standard\",(IF(OR($D35=\"VEP1\",$D35=\"VEP2\"),Reference!$D$91,IF(OR($D35=\"VES1\",$D35=\"VES2\"),Reference!$D$92,IF(OR($D35=\"VEU1\",$D35=\"VEU2\"),Reference!$D$93,0)))),IF($C35=\"Silent\",(IF(OR($D35=\"VEP1\",$D35=\"VEP2\"),Reference!$D$91,IF(OR($D35=\"VES1\",$D35=\"VES2\"),Reference!$D$92,IF(OR($D35=\"VEU1\",$D35=\"VEU2\"),Reference!$D$93,0)))),IF($C35=\"Freeze\",(IF(OR($D35=\"VEP1\",$D35=\"VEP2\"),Reference!$D$94,IF(OR($D35=\"VES1\",$D35=\"VES2\"),Reference!$D$95,IF(OR($D35=\"VEU1\",$D35=\"VEU2\"),Reference!$D$96,0)))),0)))))))","v":0},0,0,0,null,"No",0,0,0,0,{"$f":"IF(B35>0,(IF($BL35=1,IF($BN35=3,Reference!$C$194,IF($BN35=4,Reference!$C$196,IF($BN35=5,Reference!$C$198,0))),IF($BL35=2,IF($BN35=4,Reference!$C$195,IF($BN35=5,Reference!$C$197,IF($BN35=6,Reference!$C$199,0)))))),0)","v":0},{"$f":"IF(B35>0,(IF($BL35=1,IF($BN35=3,Reference!$D$194,IF($BN35=4,Reference!$D$196,IF($BN35=5,Reference!$D$198,0))),IF($BL35=2,IF($BN35=4,Reference!$D$195,IF($BN35=5,Reference!$D$197,IF($BN35=6,Reference!$D$199,0)))))),0)","v":0},{"$f":"IF(B35>0,(IF($BL35=1,IF($BN35=3,Reference!$E$194,IF($BN35=4,Reference!$E$196,IF($BN35=5,Reference!$E$198,0))),IF($BL35=2,IF($BN35=4,Reference!$E$195,IF($BN35=5,Reference!$E$197,IF($BN35=6,Reference!$E$199,0)))))),0)","v":0},0,0,null,{"$f":"IF($BS35=1,(IF($BT35=\"NU2\",Reference!$B$221,IF($BT35=\"NU2D\",Reference!$B$222,IF($BT35=\"NU5N\",Reference!$B$223,IF($BT35=\"NU5DN\",Reference!$B$224,IF($BT35=\"NU5DOData\",Reference!$B$225,IF($BT35=\"NU5DOFD\",Reference!$B$227,IF($BT35=\"NU5DF\",Reference!$B$226,\"\")))))))),0)","v":0},{"$f":"IF($BS35=1,(IF($BT35=\"NU2\",Reference!$D$221,IF($BT35=\"NU2D\",Reference!$D$222,IF($BT35=\"NU5N\",Reference!$D$223,IF($BT35=\"NU5DN\",Reference!$D$224,IF($BT35=\"NU5DOData\",Reference!$D$225,IF($BT35=\"NU5DOFD\",Reference!$D$227,IF($BT35=\"NU5DF\",Reference!$D$226,\"\")))))))),0)","v":0},{"$f":"IF($BS35=1,(IF($BT35=\"NU2\",Reference!$E$221,IF($BT35=\"NU2D\",Reference!$E$222,IF($BT35=\"NU5N\",Reference!$E$223,IF($BT35=\"NU5DN\",Reference!$E$224,IF($BT35=\"NU5DOData\",Reference!$E$225,IF($BT35=\"NU5DOFD\",Reference!$E$227,IF($BT35=\"NU5DF\",Reference!$E$226,\"\")))))))),0)","v":0},null,null,{"$f":"IF($BY35=\"AD-10-1960\",Reference!$G$232,IF($BY35=\"AD-10-1963\",Reference!$G$233,IF($BY35=\"AD-10-1966\",Reference!$G$237,IF($BY35=\"AD-10-1975\",Reference!$G$237,IF($BY35=\"AD-10-1980\",Reference!$G$238,\"\")))))","v":""},{"$f":"IF($BY35=\"AD-10-1960\",Reference!$F$232,IF($BY35=\"AD-10-1963\",Reference!$F$233,IF($BY35=\"AD-10-1966\",Reference!$F$237,IF($BY35=\"AD-10-1975\",Reference!$F$237,IF($BY35=\"AD-10-1980\",Reference!$F$238,\"\")))))","v":""},{"$f":"IF($BY35=\"AD-10-1960\",Reference!$E$232,IF($BY35=\"AD-10-1963\",Reference!$E$233,IF($BY35=\"AD-10-1966\",Reference!$E$237,IF($BY35=\"AD-10-1975\",Reference!$E$237,IF($BY35=\"AD-10-1980\",Reference!$E$238,\"\")))))","v":""},0,{"$f":"(IF($F35>0,(IF($CC35=\"AD-05-5400\",'Battery Consumption'!$D$5,IF($CC35=\"AD-05-5410\",'Battery Consumption'!$D$6,IF($CC35=\"AD-05-5405\",'Battery Consumption'!$D$7,IF($CC35=\"AD-05-5415\",'Battery Consumption'!$D$8,IF($CC35=\"AD-05-5425\",'Battery Consumption'!$D$9,IF($CC35=\"AD-05-5420\",'Battery Consumption'!$D$10,IF($CC35=\"AD-05-5430\",'Battery Consumption'!$D$11,IF($CC35=\"AD-05-5440\",'Battery Consumption'!$D$12,IF($CC35=\"AD-05-5435\",'Battery Consumption'!$D$13,IF($CC35=\"AD-05-5445\",'Battery Consumption'!$D$14,IF($CC35=\"AD-05-5455\",'Battery Consumption'!$D$15,IF($CC35=\"AD-05-5450\",'Battery Consumption'!$D$16,IF($CC35=\"AD-05-5460\",'Battery Consumption'!$D$17,IF($CC35=\"AD-05-5465\",'Battery Consumption'!$D$18,IF($CC35=\"AD-05-5470\",'Battery Consumption'!$D$19,IF($CC35=\"AD-05-5401\",'Battery Consumption'!$D$20,IF($CC35=\"AD-05-5413\",'Battery Consumption'!$D$21,IF($CC35=\"AD-05-5406\",'Battery Consumption'!$D$22,IF($CC35=\"AD-05-5416\",'Battery Consumption'!$D$23,IF($CC35=\"AD-05-5426\",'Battery Consumption'!$D$24,IF($CC35=\"AD-05-5421\",'Battery Consumption'!$D$25,IF($CC35=\"AD-05-5432\",'Battery Consumption'!$D$26,IF($CC35=\"AD-05-5441\",'Battery Consumption'!$D$27,IF($CC35=\"AD-05-5437\",'Battery Consumption'!$D$28,IF($CC35=\"AD-05-5446\",'Battery Consumption'!$D$29,IF($CC35=\"AD-05-5456\",'Battery Consumption'!$D$30,IF($CC35=\"AD-05-5451\",'Battery Consumption'!$D$31,IF($CC35=\"AD-05-5461\",'Battery Consumption'!$D$32,IF($CC35=\"AD-05-5471\",'Battery Consumption'!$D$33,IF($CC35=\"AD-05-5466\",'Battery Consumption'!$D$34,0))))))))))))))))))))))))))))))),0))","v":0},0,{"$f":"(IF($F35>0,(IF($CC35=\"AD-05-5400\",'Battery Consumption'!$E$5,IF($CC35=\"AD-05-5410\",'Battery Consumption'!$E$6,IF($CC35=\"AD-05-5405\",'Battery Consumption'!$E$7,IF($CC35=\"AD-05-5415\",'Battery Consumption'!$E$8,IF($CC35=\"AD-05-5425\",'Battery Consumption'!$E$9,IF($CC35=\"AD-05-5420\",'Battery Consumption'!$E$10,IF($CC35=\"AD-05-5430\",'Battery Consumption'!$E$11,IF($CC35=\"AD-05-5440\",'Battery Consumption'!$E$12,IF($CC35=\"AD-05-5435\",'Battery Consumption'!$E$13,IF($CC35=\"AD-05-5445\",'Battery Consumption'!$E$14,IF($CC35=\"AD-05-5455\",'Battery Consumption'!$E$15,IF($CC35=\"AD-05-5450\",'Battery Consumption'!$E$16,IF($CC35=\"AD-05-5460\",'Battery Consumption'!$E$17,IF($CC35=\"AD-05-5465\",'Battery Consumption'!$E$18,IF($CC35=\"AD-05-5470\",'Battery Consumption'!$E$19,IF($CC35=\"AD-05-5401\",'Battery Consumption'!$E$20,IF($CC35=\"AD-05-5413\",'Battery Consumption'!$E$21,IF($CC35=\"AD-05-5406\",'Battery Consumption'!$E$22,IF($CC35=\"AD-05-5416\",'Battery Consumption'!$E$23,IF($CC35=\"AD-05-5426\",'Battery Consumption'!$E$24,IF($CC35=\"AD-05-5421\",'Battery Consumption'!$E$25,IF($CC35=\"AD-05-5432\",'Battery Consumption'!$E$26,IF($CC35=\"AD-05-5441\",'Battery Consumption'!$E$27,IF($CC35=\"AD-05-5437\",'Battery Consumption'!$E$28,IF($CC35=\"AD-05-5446\",'Battery Consumption'!$E$29,IF($CC35=\"AD-05-5456\",'Battery Consumption'!$E$30,IF($CC35=\"AD-05-5451\",'Battery Consumption'!$E$31,IF($CC35=\"AD-05-5461\",'Battery Consumption'!$E$32,IF($CC35=\"AD-05-5471\",'Battery Consumption'!$E$33,IF($CC35=\"AD-05-5466\",'Battery Consumption'!$E$34,0))))))))))))))))))))))))))))))),0))","v":0},0,0,{"$f":"IF($F35>0,(IF($CH35<12,Reference!$J$259,IF($CH35<24,Reference!$J$260,IF($CH35<65,Reference!$J$260,\"Get your own\")))),0)","v":0},{"$f":"IF($F35>0,(IF($CH35<12,Reference!$F$259,IF($CH35<24,Reference!$F$260,IF($CH35<65,Reference!$F$260,\"Get your own\")))),0)","v":0},{"$f":"IF($F35>0,(IF($CH35<12,Reference!$H$259,IF($CH35<24,Reference!$H$260,IF($CH35<65,Reference!$H$260,\"Get your own\")))),0)","v":0},null,null,null,"AD-05-5460","Net-TopSensUL Standard-TT1",0,"FM"]
[32,null,null,0,{"$f":"IF(B36=\"VEP-A00-1P\",+Reference!$C$15,IF(B36=\"VEP-A00-P-1P\",+Reference!$C$16,IF(B36=\"VEP-A00-P-2P\",+Reference!$C$17,IF(B36=\"VEP-A00-P-3P\",+Reference!$C$18,IF(B36=\"VEP-A00-P-4P\",+Reference!$C$19,IF(B36=\"VES-A00-P-1P\",+Reference!$C$20,IF(B36=\"VES-A00-P-2P\",+Reference!$C$21,IF(B36=\"VES-A00-P-3P\",+Reference!$C$22,IF(B36=\"VES-A00-P-4P\",+Reference!$C$23,IF(B36=\"VEU-A00-P-1P\",+Reference!$C$24,IF(B36=\"VEU-A00-P-2P\",+Reference!$C$25,IF(B36=\"VEU-A00-P-3P\",+Reference!$C$26,IF(B36=\"VEU-A00-P-4P\",+Reference!$C$27,IF(B36=\"To Select\",\"Pending\",0))))))))))))))","v":0},null,0,null,null,null,null,null,null,null,null,null,null,null,null,null,null,null,null,null,null,null,0,null,null,{"$f":"IF($A$2=\"UL\",(IF($AN36=1,(IF(AND($W36=1, $V36=1),Reference!$C$56,IF(AND($X36=1, $V36=1),Reference!$C$59,IF(AND($Y36=1, $V36=1),Reference!$C$57,IF(AND($W36=1, $V36=2),Reference!$C$57,IF(AND($X36=1, $V36=2),Reference!$C$60,IF(AND($Y36=1, $V36=2),Reference!$C$63,IF(AND($W36=1, $V36=3),Reference!$C$58,IF(AND($X36=1, $V36=3),Reference!$C$61,IF(AND($Y36=1, $V36=3),Reference!$C$64,0)))))))))),(IF($V36=0,0,IF($V36=1,Reference!$C$53,IF($V36=2,Reference!$C$54,IF($V36=3,Reference!$C$55,0))))))),(IF($AN36=1,(IF(AND($W36=1, $V36=1),Reference!$C$41,IF(AND($X36=1, $V36=1),Reference!$C$44,IF(AND($Y36=1, $V36=1),Reference!$C$42,IF(AND($W36=1, $V36=2),Reference!$C$42,IF(AND($X36=1, $V36=2),Reference!$C$45,IF(AND($Y36=1, $V36=2),Reference!$C$48,IF(AND($W36=1, $V36=3),Reference!$C$43,IF(AND($X36=1, $V36=3),Reference!$C$46,IF(AND($Y36=1, $V36=3),Reference!$C$49,0)))))))))),(IF($V36=0,0,IF($V36=1,Reference!$C$38,IF($V36=2,Reference!$C$39,IF($V36=3,Reference!$C$40,0))))))))","v":0},{"$f":"IF($A$2=\"UL\",(IF($AN36=1,(IF(AND($W36=1, $V36=1),Reference!$B$56,IF(AND($X36=1, $V36=1),Reference!$B$59,IF(AND($Y36=1, $V36=1),Reference!$B$57,IF(AND($W36=1, $V36=2),Reference!$B$57,IF(AND($X36=1, $V36=2),Reference!$B$60,IF(AND($Y36=1, $V36=2),Reference!$B$63,IF(AND($W36=1, $V36=3),Reference!$B$58,IF(AND($X36=1, $V36=3),Reference!$B$61,IF(AND($Y36=1, $V36=3),Reference!$B$64,0)))))))))),(IF($V36=0,0,IF($V36=1,Reference!$B$53,IF($V36=2,Reference!$B$54,IF($V36=3,Reference!$B$55,0))))))),(IF($AN36=1,(IF(AND($W36=1, $V36=1),Reference!$B$41,IF(AND($X36=1, $V36=1),Reference!$B$44,IF(AND($Y36=1, $V36=1),Reference!$B$42,IF(AND($W36=1, $V36=2),Reference!$B$42,IF(AND($X36=1, $V36=2),Reference!$B$45,IF(AND($Y36=1, $V36=2),Reference!$B$48,IF(AND($W36=1, $V36=3),Reference!$B$43,IF(AND($X36=1, $V36=3),Reference!$B$46,IF(AND($Y36=1, $V36=3),Reference!$B$49,0)))))))))),(IF($V36=0,0,IF($V36=1,Reference!$B$38,IF($V36=2,Reference!$B$39,IF($V36=3,Reference!$B$40,0))))))))","v":0},0,{"$f":"IF($AN36=1,(IF(AND($W36=1, $V36=1),Reference!$G$41,IF(AND($X36=1, $V36=1),Reference!$G$44,IF(AND($Y36=1, $V36=1),Reference!$G$42,IF(AND($W36=1, $V36=2),Reference!$G$42,IF(AND($X36=1, $V36=2),Reference!$G$45,IF(AND($Y36=1, $V36=2),Reference!$G$48,IF(AND($W36=1, $V36=3),Reference!$G$43,IF(AND($X36=1, $V36=3),Reference!$G$46,IF(AND($Y36=1, $V36=3),Reference!$G$49,0)))))))))),(IF($V36=0,0,IF($V36=1,Reference!$G$38,IF($V36=2,Reference!$G$39,IF($V36=3,Reference!$G$40,))))))","v":0},0,0,0,0,0,0,0,0,null,null,0,null,0,null,null,null,null,null,0,null,{"$f":"IF($A$2=\"UL\",(IF($Z36=1,(IF($C36=\"Standard\",(IF(OR($D36=\"VEP1\",$D36=\"VEP2\"),Reference!$B$140,IF(OR($D36=\"VES1\",$D36=\"VES2\"),Reference!$B$140,IF(OR($D36=\"VEU1\",$D36=\"VEU2\"),Reference!$B$141,0)))),IF($C36=\"Silent\",(IF(OR($D36=\"VEP1\",$D36=\"VEP2\"),Reference!$B$140,IF(OR($D36=\"VES1\",$D36=\"VES2\"),Reference!$B$140,IF(OR($D36=\"VEU1\",$D36=\"VEU2\"),Reference!$B$141,0)))),IF($C36=\"Freeze\",(IF(OR($D36=\"VEP1\",$D36=\"VEP2\"),Reference!$B$143,IF(OR($D36=\"VES1\",$D36=\"VES2\"),Reference!$B$143,IF(OR($D36=\"VEU1\",$D36=\"VEU2\"),Reference!$B$144,0)))),0)))),(IF($C36=\"Standard\",(IF(OR($D36=\"VEP1\",$D36=\"VEP2\"),Reference!$B$122,IF(OR($D36=\"VES1\",$D36=\"VES2\"),Reference!$B$122,IF(OR($D36=\"VEU1\",$D36=\"VEU2\"),Reference!$B$123,0)))),IF($C36=\"Silent\",(IF(OR($D36=\"VEP1\",$D36=\"VEP2\"),Reference!$B$122,IF(OR($D36=\"VES1\",$D36=\"VES2\"),Reference!$B$122,IF(OR($D36=\"VEU1\",$D36=\"VEU2\"),Reference!$B$123,0)))),IF($C36=\"Freeze\",(IF(OR($D36=\"VEP1\",$D36=\"VEP2\"),Reference!$B$140,IF(OR($D36=\"VES1\",$D36=\"VES2\"),Reference!$B$140,IF(OR($D36=\"VEU1\",$D36=\"VEU2\"),Reference!$B$141,0)))),0)))))),(IF($Z36=1,(IF($C36=\"Standard\",(IF(OR($D36=\"VEP1\",$D36=\"VEP2\"),Reference!$B$109,IF(OR($D36=\"VES1\",$D36=\"VES2\"),Reference!$B$110,IF(OR($D36=\"VEU1\",$D36=\"VEU2\"),Reference!$B$111,0)))),IF($C36=\"Silent\",(IF(OR($D36=\"VEP1\",$D36=\"VEP2\"),Reference!$B$109,IF(OR($D36=\"VES1\",$D36=\"VES2\"),Reference!$B$110,IF(OR($D36=\"VEU1\",$D36=\"VEU2\"),Reference!$B$111,0)))),IF($C36=\"Freeze\",(IF(OR($D36=\"VEP1\",$D36=\"VEP2\"),Reference!$B$112,IF(OR($D36=\"VES1\",$D36=\"VES2\"),Reference!$B$113,IF(OR($D36=\"VEU1\",$D36=\"VEU2\"),Reference!$B$114,0)))),0)))),(IF($C36=\"Standard\",(IF(OR($D36=\"VEP1\",$D36=\"VEP2\"),Reference!$B$91,IF(OR($D36=\"VES1\",$D36=\"VES2\"),Reference!$B$92,IF(OR($D36=\"VEU1\",$D36=\"VEU2\"),Reference!$B$93,0)))),IF($C36=\"Silent\",(IF(OR($D36=\"VEP1\",$D36=\"VEP2\"),Reference!$B$91,IF(OR($D36=\"VES1\",$D36=\"VES2\"),Reference!$B$92,IF(OR($D36=\"VEU1\",$D36=\"VEU2\"),Reference!$B$93,0)))),IF($C36=\"Freeze\",(IF(OR($D36=\"VEP1\",$D36=\"VEP2\"),Reference!$B$94,IF(OR($D36=\"VES1\",$D36=\"VES2\"),Reference!$B$95,IF(OR($D36=\"VEU1\",$D36=\"VEU2\"),Reference!$B$96,0)))),0)))))))","v":0},0,{"$f":"IF($A$2=\"UL\",(IF($Z36=1,(IF($C36=\"Standard\",(IF(OR($D36=\"VEP1\",$D36=\"VEP2\"),Reference!$C$140,IF(OR($D36=\"VES1\",$D36=\"VES2\"),Reference!$C$140,IF(OR($D36=\"VEU1\",$D36=\"VEU2\"),Reference!$C$141,0)))),IF($C36=\"Silent\",(IF(OR($D36=\"VEP1\",$D36=\"VEP2\"),Reference!$C$140,IF(OR($D36=\"VES1\",$D36=\"VES2\"),Reference!$C$140,IF(OR($D36=\"VEU1\",$D36=\"VEU2\"),Reference!$C$141,0)))),IF($C36=\"Freeze\",(IF(OR($D36=\"VEP1\",$D36=\"VEP2\"),Reference!$C$143,IF(OR($D36=\"VES1\",$D36=\"VES2\"),Reference!$C$143,IF(OR($D36=\"VEU1\",$D36=\"VEU2\"),Reference!$C$144,0)))),0)))),(IF($C36=\"Standard\",(IF(OR($D36=\"VEP1\",$D36=\"VEP2\"),Reference!$C$122,IF(OR($D36=\"VES1\",$D36=\"VES2\"),Reference!$C$122,IF(OR($D36=\"VEU1\",$D36=\"VEU2\"),Reference!$C$123,0)))),IF($C36=\"Silent\",(IF(OR($D36=\"VEP1\",$D36=\"VEP2\"),Reference!$C$122,IF(OR($D36=\"VES1\",$D36=\"VES2\"),Reference!$C$122,IF(OR($D36=\"VEU1\",$D36=\"VEU2\"),Reference!$C$123,0)))),IF($C36=\"Freeze\",(IF(OR($D36=\"VEP1\",$D36=\"VEP2\"),Reference!$C$140,IF(OR($D36=\"VES1\",$D36=\"VES2\"),Reference!$C$140,IF(OR($D36=\"VEU1\",$D36=\"VEU2\"),Reference!$C$141,0)))),0)))))),(IF($Z36=1,(IF($C36=\"Standard\",(IF(OR($D36=\"VEP1\",$D36=\"VEP2\"),Reference!$C$109,IF(OR($D36=\"VES1\",$D36=\"VES2\"),Reference!$C$110,IF(OR($D36=\"VEU1\",$D36=\"VEU2\"),Reference!$C$111,0)))),IF($C36=\"Silent\",(IF(OR($D36=\"VEP1\",$D36=\"VEP2\"),Reference!$C$109,IF(OR($D36=\"VES1\",$D36=\"VES2\"),Reference!$C$110,IF(OR($D36=\"VEU1\",$D36=\"VEU2\"),Reference!$C$111,0)))),IF($C36=\"Freeze\",(IF(OR($D36=\"VEP1\",$D36=\"VEP2\"),Reference!$C$112,IF(OR($D36=\"VES1\",$D36=\"VES2\"),Reference!$C$113,IF(OR($D36=\"VEU1\",$D36=\"VEU2\"),Reference!$C$114,0)))),0)))),(IF($C36=\"Standard\",(IF(OR($D36=\"VEP1\",$D36=\"VEP2\"),Reference!$C$91,IF(OR($D36=\"VES1\",$D36=\"VES2\"),Reference!$C$92,IF(OR($D36=\"VEU1\",$D36=\"VEU2\"),Reference!$C$93,0)))),IF($C36=\"Silent\",(IF(OR($D36=\"VEP1\",$D36=\"VEP2\"),Reference!$C$91,IF(OR($D36=\"VES1\",$D36=\"VES2\"),Reference!$C$92,IF(OR($D36=\"VEU1\",$D36=\"VEU2\"),Reference!$C$93,0)))),IF($C36=\"Freeze\",(IF(OR($D36=\"VEP1\",$D36=\"VEP2\"),Reference!$C$94,IF(OR($D36=\"VES1\",$D36=\"VES2\"),Reference!$C$95,IF(OR($D36=\"VEU1\",$D36=\"VEU2\"),Reference!$C$96,0)))),0)))))))","v":0},{"$f":"IF($A$2=\"UL\",(IF($Z36=1,(IF($C36=\"Standard\",(IF(OR($D36=\"VEP1\",$D36=\"VEP2\"),Reference!$D$140,IF(OR($D36=\"VES1\",$D36=\"VES2\"),Reference!$D$140,IF(OR($D36=\"VEU1\",$D36=\"VEU2\"),Reference!$D$141,0)))),IF($C36=\"Silent\",(IF(OR($D36=\"VEP1\",$D36=\"VEP2\"),Reference!$D$140,IF(OR($D36=\"VES1\",$D36=\"VES2\"),Reference!$D$140,IF(OR($D36=\"VEU1\",$D36=\"VEU2\"),Reference!$D$141,0)))),IF($C36=\"Freeze\",(IF(OR($D36=\"VEP1\",$D36=\"VEP2\"),Reference!$D$143,IF(OR($D36=\"VES1\",$D36=\"VES2\"),Reference!$D$143,IF(OR($D36=\"VEU1\",$D36=\"VEU2\"),Reference!$D$144,0)))),0)))),(IF($C36=\"Standard\",(IF(OR($D36=\"VEP1\",$D36=\"VEP2\"),Reference!$D$122,IF(OR($D36=\"VES1\",$D36=\"VES2\"),Reference!$D$122,IF(OR($D36=\"VEU1\",$D36=\"VEU2\"),Reference!$D$123,0)))),IF($C36=\"Silent\",(IF(OR($D36=\"VEP1\",$D36=\"VEP2\"),Reference!$D$122,IF(OR($D36=\"VES1\",$D36=\"VES2\"),Reference!$D$122,IF(OR($D36=\"VEU1\",$D36=\"VEU2\"),Reference!$D$123,0)))),IF($C36=\"Freeze\",(IF(OR($D36=\"VEP1\",$D36=\"VEP2\"),Reference!$D$140,IF(OR($D36=\"VES1\",$D36=\"VES2\"),Reference!$D$140,IF(OR($D36=\"VEU1\",$D36=\"VEU2\"),Reference!$D$141,0)))),0)))))),(IF($Z36=1,(IF($C36=\"Standard\",(IF(OR($D36=\"VEP1\",$D36=\"VEP2\"),Reference!$D$109,IF(OR($D36=\"VES1\",$D36=\"VES2\"),Reference!$D$110,IF(OR($D36=\"VEU1\",$D36=\"VEU2\"),Reference!$D$111,0)))),IF($C36=\"Silent\",(IF(OR($D36=\"VEP1\",$D36=\"VEP2\"),Reference!$D$109,IF(OR($D36=\"VES1\",$D36=\"VES2\"),Reference!$D$110,IF(OR($D36=\"VEU1\",$D36=\"VEU2\"),Reference!$D$111,0)))),IF($C36=\"Freeze\",(IF(OR($D36=\"VEP1\",$D36=\"VEP2\"),Reference!$D$112,IF(OR($D36=\"VES1\",$D36=\"VES2\"),Reference!$D$113,IF(OR($D36=\"VEU1\",$D36=\"VEU2\"),Reference!$D$114,0)))),0)))),(IF($C36=\"Standard\",(IF(OR($D36=\"VEP1\",$D36=\"VEP2\"),Reference!$D$91,IF(OR($D36=\"VES1\",$D36=\"VES2\"),Reference!$D$92,IF(OR($D36=\"VEU1\",$D36=\"VEU2\"),Reference!$D$93,0)))),IF($C36=\"Silent\",(IF(OR($D36=\"VEP1\",$D36=\"VEP2\"),Reference!$D$91,IF(OR($D36=\"VES1\",$D36=\"VES2\"),Reference!$D$92,IF(OR($D36=\"VEU1\",$D36=\"VEU2\"),Reference!$D$93,0)))),IF($C36=\"Freeze\",(IF(OR($D36=\"VEP1\",$D36=\"VEP2\"),Reference!$D$94,IF(OR($D36=\"VES1\",$D36=\"VES2\"),Reference!$D$95,IF(OR($D36=\"VEU1\",$D36=\"VEU2\"),Reference!$D$96,0)))),0)))))))","v":0},0,0,0,null,"No",0,0,0,0,{"$f":"IF(B36>0,(IF($BL36=1,IF($BN36=3,Reference!$C$194,IF($BN36=4,Reference!$C$196,IF($BN36=5,Reference!$C$198,0))),IF($BL36=2,IF($BN36=4,Reference!$C$195,IF($BN36=5,Reference!$C$197,IF($BN36=6,Reference!$C$199,0)))))),0)","v":0},{"$f":"IF(B36>0,(IF($BL36=1,IF($BN36=3,Reference!$D$194,IF($BN36=4,Reference!$D$196,IF($BN36=5,Reference!$D$198,0))),IF($BL36=2,IF($BN36=4,Reference!$D$195,IF($BN36=5,Reference!$D$197,IF($BN36=6,Reference!$D$199,0)))))),0)","v":0},{"$f":"IF(B36>0,(IF($BL36=1,IF($BN36=3,Reference!$E$194,IF($BN36=4,Reference!$E$196,IF($BN36=5,Reference!$E$198,0))),IF($BL36=2,IF($BN36=4,Reference!$E$195,IF($BN36=5,Reference!$E$197,IF($BN36=6,Reference!$E$199,0)))))),0)","v":0},0,0,null,{"$f":"IF($BS36=1,(IF($BT36=\"NU2\",Reference!$B$221,IF($BT36=\"NU2D\",Reference!$B$222,IF($BT36=\"NU5N\",Reference!$B$223,IF($BT36=\"NU5DN\",Reference!$B$224,IF($BT36=\"NU5DOData\",Reference!$B$225,IF($BT36=\"NU5DOFD\",Reference!$B$227,IF($BT36=\"NU5DF\",Reference!$B$226,\"\")))))))),0)","v":0},{"$f":"IF($BS36=1,(IF($BT36=\"NU2\",Reference!$D$221,IF($BT36=\"NU2D\",Reference!$D$222,IF($BT36=\"NU5N\",Reference!$D$223,IF($BT36=\"NU5DN\",Reference!$D$224,IF($BT36=\"NU5DOData\",Reference!$D$225,IF($BT36=\"NU5DOFD\",Reference!$D$227,IF($BT36=\"NU5DF\",Reference!$D$226,\"\")))))))),0)","v":0},{"$f":"IF($BS36=1,(IF($BT36=\"NU2\",Reference!$E$221,IF($BT36=\"NU2D\",Reference!$E$222,IF($BT36=\"NU5N\",Reference!$E$223,IF($BT36=\"NU5DN\",Reference!$E$224,IF($BT36=\"NU5DOData\",Reference!$E$225,IF($BT36=\"NU5DOFD\",Reference!$E$227,IF($BT36=\"NU5DF\",Reference!$E$226,\"\")))))))),0)","v":0},null,null,{"$f":"IF($BY36=\"AD-10-1960\",Reference!$G$232,IF($BY36=\"AD-10-1963\",Reference!$G$233,IF($BY36=\"AD-10-1966\",Reference!$G$237,IF($BY36=\"AD-10-1975\",Reference!$G$237,IF($BY36=\"AD-10-1980\",Reference!$G$238,\"\")))))","v":""},{"$f":"IF($BY36=\"AD-10-1960\",Reference!$F$232,IF($BY36=\"AD-10-1963\",Reference!$F$233,IF($BY36=\"AD-10-1966\",Reference!$F$237,IF($BY36=\"AD-10-1975\",Reference!$F$237,IF($BY36=\"AD-10-1980\",Reference!$F$238,\"\")))))","v":""},{"$f":"IF($BY36=\"AD-10-1960\",Reference!$E$232,IF($BY36=\"AD-10-1963\",Reference!$E$233,IF($BY36=\"AD-10-1966\",Reference!$E$237,IF($BY36=\"AD-10-1975\",Reference!$E$237,IF($BY36=\"AD-10-1980\",Reference!$E$238,\"\")))))","v":""},0,{"$f":"(IF($F36>0,(IF($CC36=\"AD-05-5400\",'Battery Consumption'!$D$5,IF($CC36=\"AD-05-5410\",'Battery Consumption'!$D$6,IF($CC36=\"AD-05-5405\",'Battery Consumption'!$D$7,IF($CC36=\"AD-05-5415\",'Battery Consumption'!$D$8,IF($CC36=\"AD-05-5425\",'Battery Consumption'!$D$9,IF($CC36=\"AD-05-5420\",'Battery Consumption'!$D$10,IF($CC36=\"AD-05-5430\",'Battery Consumption'!$D$11,IF($CC36=\"AD-05-5440\",'Battery Consumption'!$D$12,IF($CC36=\"AD-05-5435\",'Battery Consumption'!$D$13,IF($CC36=\"AD-05-5445\",'Battery Consumption'!$D$14,IF($CC36=\"AD-05-5455\",'Battery Consumption'!$D$15,IF($CC36=\"AD-05-5450\",'Battery Consumption'!$D$16,IF($CC36=\"AD-05-5460\",'Battery Consumption'!$D$17,IF($CC36=\"AD-05-5465\",'Battery Consumption'!$D$18,IF($CC36=\"AD-05-5470\",'Battery Consumption'!$D$19,IF($CC36=\"AD-05-5401\",'Battery Consumption'!$D$20,IF($CC36=\"AD-05-5413\",'Battery Consumption'!$D$21,IF($CC36=\"AD-05-5406\",'Battery Consumption'!$D$22,IF($CC36=\"AD-05-5416\",'Battery Consumption'!$D$23,IF($CC36=\"AD-05-5426\",'Battery Consumption'!$D$24,IF($CC36=\"AD-05-5421\",'Battery Consumption'!$D$25,IF($CC36=\"AD-05-5432\",'Battery Consumption'!$D$26,IF($CC36=\"AD-05-5441\",'Battery Consumption'!$D$27,IF($CC36=\"AD-05-5437\",'Battery Consumption'!$D$28,IF($CC36=\"AD-05-5446\",'Battery Consumption'!$D$29,IF($CC36=\"AD-05-5456\",'Battery Consumption'!$D$30,IF($CC36=\"AD-05-5451\",'Battery Consumption'!$D$31,IF($CC36=\"AD-05-5461\",'Battery Consumption'!$D$32,IF($CC36=\"AD-05-5471\",'Battery Consumption'!$D$33,IF($CC36=\"AD-05-5466\",'Battery Consumption'!$D$34,0))))))))))))))))))))))))))))))),0))","v":0},0,{"$f":"(IF($F36>0,(IF($CC36=\"AD-05-5400\",'Battery Consumption'!$E$5,IF($CC36=\"AD-05-5410\",'Battery Consumption'!$E$6,IF($CC36=\"AD-05-5405\",'Battery Consumption'!$E$7,IF($CC36=\"AD-05-5415\",'Battery Consumption'!$E$8,IF($CC36=\"AD-05-5425\",'Battery Consumption'!$E$9,IF($CC36=\"AD-05-5420\",'Battery Consumption'!$E$10,IF($CC36=\"AD-05-5430\",'Battery Consumption'!$E$11,IF($CC36=\"AD-05-5440\",'Battery Consumption'!$E$12,IF($CC36=\"AD-05-5435\",'Battery Consumption'!$E$13,IF($CC36=\"AD-05-5445\",'Battery Consumption'!$E$14,IF($CC36=\"AD-05-5455\",'Battery Consumption'!$E$15,IF($CC36=\"AD-05-5450\",'Battery Consumption'!$E$16,IF($CC36=\"AD-05-5460\",'Battery Consumption'!$E$17,IF($CC36=\"AD-05-5465\",'Battery Consumption'!$E$18,IF($CC36=\"AD-05-5470\",'Battery Consumption'!$E$19,IF($CC36=\"AD-05-5401\",'Battery Consumption'!$E$20,IF($CC36=\"AD-05-5413\",'Battery Consumption'!$E$21,IF($CC36=\"AD-05-5406\",'Battery Consumption'!$E$22,IF($CC36=\"AD-05-5416\",'Battery Consumption'!$E$23,IF($CC36=\"AD-05-5426\",'Battery Consumption'!$E$24,IF($CC36=\"AD-05-5421\",'Battery Consumption'!$E$25,IF($CC36=\"AD-05-5432\",'Battery Consumption'!$E$26,IF($CC36=\"AD-05-5441\",'Battery Consumption'!$E$27,IF($CC36=\"AD-05-5437\",'Battery Consumption'!$E$28,IF($CC36=\"AD-05-5446\",'Battery Consumption'!$E$29,IF($CC36=\"AD-05-5456\",'Battery Consumption'!$E$30,IF($CC36=\"AD-05-5451\",'Battery Consumption'!$E$31,IF($CC36=\"AD-05-5461\",'Battery Consumption'!$E$32,IF($CC36=\"AD-05-5471\",'Battery Consumption'!$E$33,IF($CC36=\"AD-05-5466\",'Battery Consumption'!$E$34,0))))))))))))))))))))))))))))))),0))","v":0},0,0,{"$f":"IF($F36>0,(IF($CH36<12,Reference!$J$259,IF($CH36<24,Reference!$J$260,IF($CH36<65,Reference!$J$260,\"Get your own\")))),0)","v":0},{"$f":"IF($F36>0,(IF($CH36<12,Reference!$F$259,IF($CH36<24,Reference!$F$260,IF($CH36<65,Reference!$F$260,\"Get your own\")))),0)","v":0},{"$f":"IF($F36>0,(IF($CH36<12,Reference!$H$259,IF($CH36<24,Reference!$H$260,IF($CH36<65,Reference!$H$260,\"Get your own\")))),0)","v":0},null,null,null,"AD-05-5470","Net-TopSensUL Silent-TT1",0,"FM"]
[33,null,null,0,{"$f":"IF(B37=\"VEP-A00-1P\",+Reference!$C$15,IF(B37=\"VEP-A00-P-1P\",+Reference!$C$16,IF(B37=\"VEP-A00-P-2P\",+Reference!$C$17,IF(B37=\"VEP-A00-P-3P\",+Reference!$C$18,IF(B37=\"VEP-A00-P-4P\",+Reference!$C$19,IF(B37=\"VES-A00-P-1P\",+Reference!$C$20,IF(B37=\"VES-A00-P-2P\",+Reference!$C$21,IF(B37=\"VES-A00-P-3P\",+Reference!$C$22,IF(B37=\"VES-A00-P-4P\",+Reference!$C$23,IF(B37=\"VEU-A00-P-1P\",+Reference!$C$24,IF(B37=\"VEU-A00-P-2P\",+Reference!$C$25,IF(B37=\"VEU-A00-P-3P\",+Reference!$C$26,IF(B37=\"VEU-A00-P-4P\",+Reference!$C$27,IF(B37=\"To Select\",\"Pending\",0))))))))))))))","v":0},null,0,null,null,null,null,null,null,null,null,null,null,null,null,null,null,null,null,null,null,null,0,null,null,{"$f":"IF($A$2=\"UL\",(IF($AN37=1,(IF(AND($W37=1, $V37=1),Reference!$C$56,IF(AND($X37=1, $V37=1),Reference!$C$59,IF(AND($Y37=1, $V37=1),Reference!$C$57,IF(AND($W37=1, $V37=2),Reference!$C$57,IF(AND($X37=1, $V37=2),Reference!$C$60,IF(AND($Y37=1, $V37=2),Reference!$C$63,IF(AND($W37=1, $V37=3),Reference!$C$58,IF(AND($X37=1, $V37=3),Reference!$C$61,IF(AND($Y37=1, $V37=3),Reference!$C$64,0)))))))))),(IF($V37=0,0,IF($V37=1,Reference!$C$53,IF($V37=2,Reference!$C$54,IF($V37=3,Reference!$C$55,0))))))),(IF($AN37=1,(IF(AND($W37=1, $V37=1),Reference!$C$41,IF(AND($X37=1, $V37=1),Reference!$C$44,IF(AND($Y37=1, $V37=1),Reference!$C$42,IF(AND($W37=1, $V37=2),Reference!$C$42,IF(AND($X37=1, $V37=2),Reference!$C$45,IF(AND($Y37=1, $V37=2),Reference!$C$48,IF(AND($W37=1, $V37=3),Reference!$C$43,IF(AND($X37=1, $V37=3),Reference!$C$46,IF(AND($Y37=1, $V37=3),Reference!$C$49,0)))))))))),(IF($V37=0,0,IF($V37=1,Reference!$C$38,IF($V37=2,Reference!$C$39,IF($V37=3,Reference!$C$40,0))))))))","v":0},{"$f":"IF($A$2=\"UL\",(IF($AN37=1,(IF(AND($W37=1, $V37=1),Reference!$B$56,IF(AND($X37=1, $V37=1),Reference!$B$59,IF(AND($Y37=1, $V37=1),Reference!$B$57,IF(AND($W37=1, $V37=2),Reference!$B$57,IF(AND($X37=1, $V37=2),Reference!$B$60,IF(AND($Y37=1, $V37=2),Reference!$B$63,IF(AND($W37=1, $V37=3),Reference!$B$58,IF(AND($X37=1, $V37=3),Reference!$B$61,IF(AND($Y37=1, $V37=3),Reference!$B$64,0)))))))))),(IF($V37=0,0,IF($V37=1,Reference!$B$53,IF($V37=2,Reference!$B$54,IF($V37=3,Reference!$B$55,0))))))),(IF($AN37=1,(IF(AND($W37=1, $V37=1),Reference!$B$41,IF(AND($X37=1, $V37=1),Reference!$B$44,IF(AND($Y37=1, $V37=1),Reference!$B$42,IF(AND($W37=1, $V37=2),Reference!$B$42,IF(AND($X37=1, $V37=2),Reference!$B$45,IF(AND($Y37=1, $V37=2),Reference!$B$48,IF(AND($W37=1, $V37=3),Reference!$B$43,IF(AND($X37=1, $V37=3),Reference!$B$46,IF(AND($Y37=1, $V37=3),Reference!$B$49,0)))))))))),(IF($V37=0,0,IF($V37=1,Reference!$B$38,IF($V37=2,Reference!$B$39,IF($V37=3,Reference!$B$40,0))))))))","v":0},0,{"$f":"IF($AN37=1,(IF(AND($W37=1, $V37=1),Reference!$G$41,IF(AND($X37=1, $V37=1),Reference!$G$44,IF(AND($Y37=1, $V37=1),Reference!$G$42,IF(AND($W37=1, $V37=2),Reference!$G$42,IF(AND($X37=1, $V37=2),Reference!$G$45,IF(AND($Y37=1, $V37=2),Reference!$G$48,IF(AND($W37=1, $V37=3),Reference!$G$43,IF(AND($X37=1, $V37=3),Reference!$G$46,IF(AND($Y37=1, $V37=3),Reference!$G$49,0)))))))))),(IF($V37=0,0,IF($V37=1,Reference!$G$38,IF($V37=2,Reference!$G$39,IF($V37=3,Reference!$G$40,))))))","v":0},0,0,0,0,0,0,0,0,null,null,0,null,0,null,null,null,null,null,0,null,{"$f":"IF($A$2=\"UL\",(IF($Z37=1,(IF($C37=\"Standard\",(IF(OR($D37=\"VEP1\",$D37=\"VEP2\"),Reference!$B$140,IF(OR($D37=\"VES1\",$D37=\"VES2\"),Reference!$B$140,IF(OR($D37=\"VEU1\",$D37=\"VEU2\"),Reference!$B$141,0)))),IF($C37=\"Silent\",(IF(OR($D37=\"VEP1\",$D37=\"VEP2\"),Reference!$B$140,IF(OR($D37=\"VES1\",$D37=\"VES2\"),Reference!$B$140,IF(OR($D37=\"VEU1\",$D37=\"VEU2\"),Reference!$B$141,0)))),IF($C37=\"Freeze\",(IF(OR($D37=\"VEP1\",$D37=\"VEP2\"),Reference!$B$143,IF(OR($D37=\"VES1\",$D37=\"VES2\"),Reference!$B$143,IF(OR($D37=\"VEU1\",$D37=\"VEU2\"),Reference!$B$144,0)))),0)))),(IF($C37=\"Standard\",(IF(OR($D37=\"VEP1\",$D37=\"VEP2\"),Reference!$B$122,IF(OR($D37=\"VES1\",$D37=\"VES2\"),Reference!$B$122,IF(OR($D37=\"VEU1\",$D37=\"VEU2\"),Reference!$B$123,0)))),IF($C37=\"Silent\",(IF(OR($D37=\"VEP1\",$D37=\"VEP2\"),Reference!$B$122,IF(OR($D37=\"VES1\",$D37=\"VES2\"),Reference!$B$122,IF(OR($D37=\"VEU1\",$D37=\"VEU2\"),Reference!$B$123,0)))),IF($C37=\"Freeze\",(IF(OR($D37=\"VEP1\",$D37=\"VEP2\"),Reference!$B$140,IF(OR($D37=\"VES1\",$D37=\"VES2\"),Reference!$B$140,IF(OR($D37=\"VEU1\",$D37=\"VEU2\"),Reference!$B$141,0)))),0)))))),(IF($Z37=1,(IF($C37=\"Standard\",(IF(OR($D37=\"VEP1\",$D37=\"VEP2\"),Reference!$B$109,IF(OR($D37=\"VES1\",$D37=\"VES2\"),Reference!$B$110,IF(OR($D37=\"VEU1\",$D37=\"VEU2\"),Reference!$B$111,0)))),IF($C37=\"Silent\",(IF(OR($D37=\"VEP1\",$D37=\"VEP2\"),Reference!$B$109,IF(OR($D37=\"VES1\",$D37=\"VES2\"),Reference!$B$110,IF(OR($D37=\"VEU1\",$D37=\"VEU2\"),Reference!$B$111,0)))),IF($C37=\"Freeze\",(IF(OR($D37=\"VEP1\",$D37=\"VEP2\"),Reference!$B$112,IF(OR($D37=\"VES1\",$D37=\"VES2\"),Reference!$B$113,IF(OR($D37=\"VEU1\",$D37=\"VEU2\"),Reference!$B$114,0)))),0)))),(IF($C37=\"Standard\",(IF(OR($D37=\"VEP1\",$D37=\"VEP2\"),Reference!$B$91,IF(OR($D37=\"VES1\",$D37=\"VES2\"),Reference!$B$92,IF(OR($D37=\"VEU1\",$D37=\"VEU2\"),Reference!$B$93,0)))),IF($C37=\"Silent\",(IF(OR($D37=\"VEP1\",$D37=\"VEP2\"),Reference!$B$91,IF(OR($D37=\"VES1\",$D37=\"VES2\"),Reference!$B$92,IF(OR($D37=\"VEU1\",$D37=\"VEU2\"),Reference!$B$93,0)))),IF($C37=\"Freeze\",(IF(OR($D37=\"VEP1\",$D37=\"VEP2\"),Reference!$B$94,IF(OR($D37=\"VES1\",$D37=\"VES2\"),Reference!$B$95,IF(OR($D37=\"VEU1\",$D37=\"VEU2\"),Reference!$B$96,0)))),0)))))))","v":0},0,{"$f":"IF($A$2=\"UL\",(IF($Z37=1,(IF($C37=\"Standard\",(IF(OR($D37=\"VEP1\",$D37=\"VEP2\"),Reference!$C$140,IF(OR($D37=\"VES1\",$D37=\"VES2\"),Reference!$C$140,IF(OR($D37=\"VEU1\",$D37=\"VEU2\"),Reference!$C$141,0)))),IF($C37=\"Silent\",(IF(OR($D37=\"VEP1\",$D37=\"VEP2\"),Reference!$C$140,IF(OR($D37=\"VES1\",$D37=\"VES2\"),Reference!$C$140,IF(OR($D37=\"VEU1\",$D37=\"VEU2\"),Reference!$C$141,0)))),IF($C37=\"Freeze\",(IF(OR($D37=\"VEP1\",$D37=\"VEP2\"),Reference!$C$143,IF(OR($D37=\"VES1\",$D37=\"VES2\"),Reference!$C$143,IF(OR($D37=\"VEU1\",$D37=\"VEU2\"),Reference!$C$144,0)))),0)))),(IF($C37=\"Standard\",(IF(OR($D37=\"VEP1\",$D37=\"VEP2\"),Reference!$C$122,IF(OR($D37=\"VES1\",$D37=\"VES2\"),Reference!$C$122,IF(OR($D37=\"VEU1\",$D37=\"VEU2\"),Reference!$C$123,0)))),IF($C37=\"Silent\",(IF(OR($D37=\"VEP1\",$D37=\"VEP2\"),Reference!$C$122,IF(OR($D37=\"VES1\",$D37=\"VES2\"),Reference!$C$122,IF(OR($D37=\"VEU1\",$D37=\"VEU2\"),Reference!$C$123,0)))),IF($C37=\"Freeze\",(IF(OR($D37=\"VEP1\",$D37=\"VEP2\"),Reference!$C$140,IF(OR($D37=\"VES1\",$D37=\"VES2\"),Reference!$C$140,IF(OR($D37=\"VEU1\",$D37=\"VEU2\"),Reference!$C$141,0)))),0)))))),(IF($Z37=1,(IF($C37=\"Standard\",(IF(OR($D37=\"VEP1\",$D37=\"VEP2\"),Reference!$C$109,IF(OR($D37=\"VES1\",$D37=\"VES2\"),Reference!$C$110,IF(OR($D37=\"VEU1\",$D37=\"VEU2\"),Reference!$C$111,0)))),IF($C37=\"Silent\",(IF(OR($D37=\"VEP1\",$D37=\"VEP2\"),Reference!$C$109,IF(OR($D37=\"VES1\",$D37=\"VES2\"),Reference!$C$110,IF(OR($D37=\"VEU1\",$D37=\"VEU2\"),Reference!$C$111,0)))),IF($C37=\"Freeze\",(IF(OR($D37=\"VEP1\",$D37=\"VEP2\"),Reference!$C$112,IF(OR($D37=\"VES1\",$D37=\"VES2\"),Reference!$C$113,IF(OR($D37=\"VEU1\",$D37=\"VEU2\"),Reference!$C$114,0)))),0)))),(IF($C37=\"Standard\",(IF(OR($D37=\"VEP1\",$D37=\"VEP2\"),Reference!$C$91,IF(OR($D37=\"VES1\",$D37=\"VES2\"),Reference!$C$92,IF(OR($D37=\"VEU1\",$D37=\"VEU2\"),Reference!$C$93,0)))),IF($C37=\"Silent\",(IF(OR($D37=\"VEP1\",$D37=\"VEP2\"),Reference!$C$91,IF(OR($D37=\"VES1\",$D37=\"VES2\"),Reference!$C$92,IF(OR($D37=\"VEU1\",$D37=\"VEU2\"),Reference!$C$93,0)))),IF($C37=\"Freeze\",(IF(OR($D37=\"VEP1\",$D37=\"VEP2\"),Reference!$C$94,IF(OR($D37=\"VES1\",$D37=\"VES2\"),Reference!$C$95,IF(OR($D37=\"VEU1\",$D37=\"VEU2\"),Reference!$C$96,0)))),0)))))))","v":0},{"$f":"IF($A$2=\"UL\",(IF($Z37=1,(IF($C37=\"Standard\",(IF(OR($D37=\"VEP1\",$D37=\"VEP2\"),Reference!$D$140,IF(OR($D37=\"VES1\",$D37=\"VES2\"),Reference!$D$140,IF(OR($D37=\"VEU1\",$D37=\"VEU2\"),Reference!$D$141,0)))),IF($C37=\"Silent\",(IF(OR($D37=\"VEP1\",$D37=\"VEP2\"),Reference!$D$140,IF(OR($D37=\"VES1\",$D37=\"VES2\"),Reference!$D$140,IF(OR($D37=\"VEU1\",$D37=\"VEU2\"),Reference!$D$141,0)))),IF($C37=\"Freeze\",(IF(OR($D37=\"VEP1\",$D37=\"VEP2\"),Reference!$D$143,IF(OR($D37=\"VES1\",$D37=\"VES2\"),Reference!$D$143,IF(OR($D37=\"VEU1\",$D37=\"VEU2\"),Reference!$D$144,0)))),0)))),(IF($C37=\"Standard\",(IF(OR($D37=\"VEP1\",$D37=\"VEP2\"),Reference!$D$122,IF(OR($D37=\"VES1\",$D37=\"VES2\"),Reference!$D$122,IF(OR($D37=\"VEU1\",$D37=\"VEU2\"),Reference!$D$123,0)))),IF($C37=\"Silent\",(IF(OR($D37=\"VEP1\",$D37=\"VEP2\"),Reference!$D$122,IF(OR($D37=\"VES1\",$D37=\"VES2\"),Reference!$D$122,IF(OR($D37=\"VEU1\",$D37=\"VEU2\"),Reference!$D$123,0)))),IF($C37=\"Freeze\",(IF(OR($D37=\"VEP1\",$D37=\"VEP2\"),Reference!$D$140,IF(OR($D37=\"VES1\",$D37=\"VES2\"),Reference!$D$140,IF(OR($D37=\"VEU1\",$D37=\"VEU2\"),Reference!$D$141,0)))),0)))))),(IF($Z37=1,(IF($C37=\"Standard\",(IF(OR($D37=\"VEP1\",$D37=\"VEP2\"),Reference!$D$109,IF(OR($D37=\"VES1\",$D37=\"VES2\"),Reference!$D$110,IF(OR($D37=\"VEU1\",$D37=\"VEU2\"),Reference!$D$111,0)))),IF($C37=\"Silent\",(IF(OR($D37=\"VEP1\",$D37=\"VEP2\"),Reference!$D$109,IF(OR($D37=\"VES1\",$D37=\"VES2\"),Reference!$D$110,IF(OR($D37=\"VEU1\",$D37=\"VEU2\"),Reference!$D$111,0)))),IF($C37=\"Freeze\",(IF(OR($D37=\"VEP1\",$D37=\"VEP2\"),Reference!$D$112,IF(OR($D37=\"VES1\",$D37=\"VES2\"),Reference!$D$113,IF(OR($D37=\"VEU1\",$D37=\"VEU2\"),Reference!$D$114,0)))),0)))),(IF($C37=\"Standard\",(IF(OR($D37=\"VEP1\",$D37=\"VEP2\"),Reference!$D$91,IF(OR($D37=\"VES1\",$D37=\"VES2\"),Reference!$D$92,IF(OR($D37=\"VEU1\",$D37=\"VEU2\"),Reference!$D$93,0)))),IF($C37=\"Silent\",(IF(OR($D37=\"VEP1\",$D37=\"VEP2\"),Reference!$D$91,IF(OR($D37=\"VES1\",$D37=\"VES2\"),Reference!$D$92,IF(OR($D37=\"VEU1\",$D37=\"VEU2\"),Reference!$D$93,0)))),IF($C37=\"Freeze\",(IF(OR($D37=\"VEP1\",$D37=\"VEP2\"),Reference!$D$94,IF(OR($D37=\"VES1\",$D37=\"VES2\"),Reference!$D$95,IF(OR($D37=\"VEU1\",$D37=\"VEU2\"),Reference!$D$96,0)))),0)))))))","v":0},0,0,0,null,"No",0,0,0,0,{"$f":"IF(B37>0,(IF($BL37=1,IF($BN37=3,Reference!$C$194,IF($BN37=4,Reference!$C$196,IF($BN37=5,Reference!$C$198,0))),IF($BL37=2,IF($BN37=4,Reference!$C$195,IF($BN37=5,Reference!$C$197,IF($BN37=6,Reference!$C$199,0)))))),0)","v":0},{"$f":"IF(B37>0,(IF($BL37=1,IF($BN37=3,Reference!$D$194,IF($BN37=4,Reference!$D$196,IF($BN37=5,Reference!$D$198,0))),IF($BL37=2,IF($BN37=4,Reference!$D$195,IF($BN37=5,Reference!$D$197,IF($BN37=6,Reference!$D$199,0)))))),0)","v":0},{"$f":"IF(B37>0,(IF($BL37=1,IF($BN37=3,Reference!$E$194,IF($BN37=4,Reference!$E$196,IF($BN37=5,Reference!$E$198,0))),IF($BL37=2,IF($BN37=4,Reference!$E$195,IF($BN37=5,Reference!$E$197,IF($BN37=6,Reference!$E$199,0)))))),0)","v":0},0,0,null,{"$f":"IF($BS37=1,(IF($BT37=\"NU2\",Reference!$B$221,IF($BT37=\"NU2D\",Reference!$B$222,IF($BT37=\"NU5N\",Reference!$B$223,IF($BT37=\"NU5DN\",Reference!$B$224,IF($BT37=\"NU5DOData\",Reference!$B$225,IF($BT37=\"NU5DOFD\",Reference!$B$227,IF($BT37=\"NU5DF\",Reference!$B$226,\"\")))))))),0)","v":0},{"$f":"IF($BS37=1,(IF($BT37=\"NU2\",Reference!$D$221,IF($BT37=\"NU2D\",Reference!$D$222,IF($BT37=\"NU5N\",Reference!$D$223,IF($BT37=\"NU5DN\",Reference!$D$224,IF($BT37=\"NU5DOData\",Reference!$D$225,IF($BT37=\"NU5DOFD\",Reference!$D$227,IF($BT37=\"NU5DF\",Reference!$D$226,\"\")))))))),0)","v":0},{"$f":"IF($BS37=1,(IF($BT37=\"NU2\",Reference!$E$221,IF($BT37=\"NU2D\",Reference!$E$222,IF($BT37=\"NU5N\",Reference!$E$223,IF($BT37=\"NU5DN\",Reference!$E$224,IF($BT37=\"NU5DOData\",Reference!$E$225,IF($BT37=\"NU5DOFD\",Reference!$E$227,IF($BT37=\"NU5DF\",Reference!$E$226,\"\")))))))),0)","v":0},null,null,{"$f":"IF($BY37=\"AD-10-1960\",Reference!$G$232,IF($BY37=\"AD-10-1963\",Reference!$G$233,IF($BY37=\"AD-10-1966\",Reference!$G$237,IF($BY37=\"AD-10-1975\",Reference!$G$237,IF($BY37=\"AD-10-1980\",Reference!$G$238,\"\")))))","v":""},{"$f":"IF($BY37=\"AD-10-1960\",Reference!$F$232,IF($BY37=\"AD-10-1963\",Reference!$F$233,IF($BY37=\"AD-10-1966\",Reference!$F$237,IF($BY37=\"AD-10-1975\",Reference!$F$237,IF($BY37=\"AD-10-1980\",Reference!$F$238,\"\")))))","v":""},{"$f":"IF($BY37=\"AD-10-1960\",Reference!$E$232,IF($BY37=\"AD-10-1963\",Reference!$E$233,IF($BY37=\"AD-10-1966\",Reference!$E$237,IF($BY37=\"AD-10-1975\",Reference!$E$237,IF($BY37=\"AD-10-1980\",Reference!$E$238,\"\")))))","v":""},0,{"$f":"(IF($F37>0,(IF($CC37=\"AD-05-5400\",'Battery Consumption'!$D$5,IF($CC37=\"AD-05-5410\",'Battery Consumption'!$D$6,IF($CC37=\"AD-05-5405\",'Battery Consumption'!$D$7,IF($CC37=\"AD-05-5415\",'Battery Consumption'!$D$8,IF($CC37=\"AD-05-5425\",'Battery Consumption'!$D$9,IF($CC37=\"AD-05-5420\",'Battery Consumption'!$D$10,IF($CC37=\"AD-05-5430\",'Battery Consumption'!$D$11,IF($CC37=\"AD-05-5440\",'Battery Consumption'!$D$12,IF($CC37=\"AD-05-5435\",'Battery Consumption'!$D$13,IF($CC37=\"AD-05-5445\",'Battery Consumption'!$D$14,IF($CC37=\"AD-05-5455\",'Battery Consumption'!$D$15,IF($CC37=\"AD-05-5450\",'Battery Consumption'!$D$16,IF($CC37=\"AD-05-5460\",'Battery Consumption'!$D$17,IF($CC37=\"AD-05-5465\",'Battery Consumption'!$D$18,IF($CC37=\"AD-05-5470\",'Battery Consumption'!$D$19,IF($CC37=\"AD-05-5401\",'Battery Consumption'!$D$20,IF($CC37=\"AD-05-5413\",'Battery Consumption'!$D$21,IF($CC37=\"AD-05-5406\",'Battery Consumption'!$D$22,IF($CC37=\"AD-05-5416\",'Battery Consumption'!$D$23,IF($CC37=\"AD-05-5426\",'Battery Consumption'!$D$24,IF($CC37=\"AD-05-5421\",'Battery Consumption'!$D$25,IF($CC37=\"AD-05-5432\",'Battery Consumption'!$D$26,IF($CC37=\"AD-05-5441\",'Battery Consumption'!$D$27,IF($CC37=\"AD-05-5437\",'Battery Consumption'!$D$28,IF($CC37=\"AD-05-5446\",'Battery Consumption'!$D$29,IF($CC37=\"AD-05-5456\",'Battery Consumption'!$D$30,IF($CC37=\"AD-05-5451\",'Battery Consumption'!$D$31,IF($CC37=\"AD-05-5461\",'Battery Consumption'!$D$32,IF($CC37=\"AD-05-5471\",'Battery Consumption'!$D$33,IF($CC37=\"AD-05-5466\",'Battery Consumption'!$D$34,0))))))))))))))))))))))))))))))),0))","v":0},0,{"$f":"(IF($F37>0,(IF($CC37=\"AD-05-5400\",'Battery Consumption'!$E$5,IF($CC37=\"AD-05-5410\",'Battery Consumption'!$E$6,IF($CC37=\"AD-05-5405\",'Battery Consumption'!$E$7,IF($CC37=\"AD-05-5415\",'Battery Consumption'!$E$8,IF($CC37=\"AD-05-5425\",'Battery Consumption'!$E$9,IF($CC37=\"AD-05-5420\",'Battery Consumption'!$E$10,IF($CC37=\"AD-05-5430\",'Battery Consumption'!$E$11,IF($CC37=\"AD-05-5440\",'Battery Consumption'!$E$12,IF($CC37=\"AD-05-5435\",'Battery Consumption'!$E$13,IF($CC37=\"AD-05-5445\",'Battery Consumption'!$E$14,IF($CC37=\"AD-05-5455\",'Battery Consumption'!$E$15,IF($CC37=\"AD-05-5450\",'Battery Consumption'!$E$16,IF($CC37=\"AD-05-5460\",'Battery Consumption'!$E$17,IF($CC37=\"AD-05-5465\",'Battery Consumption'!$E$18,IF($CC37=\"AD-05-5470\",'Battery Consumption'!$E$19,IF($CC37=\"AD-05-5401\",'Battery Consumption'!$E$20,IF($CC37=\"AD-05-5413\",'Battery Consumption'!$E$21,IF($CC37=\"AD-05-5406\",'Battery Consumption'!$E$22,IF($CC37=\"AD-05-5416\",'Battery Consumption'!$E$23,IF($CC37=\"AD-05-5426\",'Battery Consumption'!$E$24,IF($CC37=\"AD-05-5421\",'Battery Consumption'!$E$25,IF($CC37=\"AD-05-5432\",'Battery Consumption'!$E$26,IF($CC37=\"AD-05-5441\",'Battery Consumption'!$E$27,IF($CC37=\"AD-05-5437\",'Battery Consumption'!$E$28,IF($CC37=\"AD-05-5446\",'Battery Consumption'!$E$29,IF($CC37=\"AD-05-5456\",'Battery Consumption'!$E$30,IF($CC37=\"AD-05-5451\",'Battery Consumption'!$E$31,IF($CC37=\"AD-05-5461\",'Battery Consumption'!$E$32,IF($CC37=\"AD-05-5471\",'Battery Consumption'!$E$33,IF($CC37=\"AD-05-5466\",'Battery Consumption'!$E$34,0))))))))))))))))))))))))))))))),0))","v":0},0,0,{"$f":"IF($F37>0,(IF($CH37<12,Reference!$J$259,IF($CH37<24,Reference!$J$260,IF($CH37<65,Reference!$J$260,\"Get your own\")))),0)","v":0},{"$f":"IF($F37>0,(IF($CH37<12,Reference!$F$259,IF($CH37<24,Reference!$F$260,IF($CH37<65,Reference!$F$260,\"Get your own\")))),0)","v":0},{"$f":"IF($F37>0,(IF($CH37<12,Reference!$H$259,IF($CH37<24,Reference!$H$260,IF($CH37<65,Reference!$H$260,\"Get your own\")))),0)","v":0},null,null,null,"AD-05-5465","Net-TopSensUL Freeze-TT1",0,"FM"]
[34,null,null,0,{"$f":"IF(B38=\"VEP-A00-1P\",+Reference!$C$15,IF(B38=\"VEP-A00-P-1P\",+Reference!$C$16,IF(B38=\"VEP-A00-P-2P\",+Reference!$C$17,IF(B38=\"VEP-A00-P-3P\",+Reference!$C$18,IF(B38=\"VEP-A00-P-4P\",+Reference!$C$19,IF(B38=\"VES-A00-P-1P\",+Reference!$C$20,IF(B38=\"VES-A00-P-2P\",+Reference!$C$21,IF(B38=\"VES-A00-P-3P\",+Reference!$C$22,IF(B38=\"VES-A00-P-4P\",+Reference!$C$23,IF(B38=\"VEU-A00-P-1P\",+Reference!$C$24,IF(B38=\"VEU-A00-P-2P\",+Reference!$C$25,IF(B38=\"VEU-A00-P-3P\",+Reference!$C$26,IF(B38=\"VEU-A00-P-4P\",+Reference!$C$27,IF(B38=\"To Select\",\"Pending\",0))))))))))))))","v":0},null,0,null,null,null,null,null,null,null,null,null,null,null,null,null,null,null,null,null,null,null,0,null,null,{"$f":"IF($A$2=\"UL\",(IF($AN38=1,(IF(AND($W38=1, $V38=1),Reference!$C$56,IF(AND($X38=1, $V38=1),Reference!$C$59,IF(AND($Y38=1, $V38=1),Reference!$C$57,IF(AND($W38=1, $V38=2),Reference!$C$57,IF(AND($X38=1, $V38=2),Reference!$C$60,IF(AND($Y38=1, $V38=2),Reference!$C$63,IF(AND($W38=1, $V38=3),Reference!$C$58,IF(AND($X38=1, $V38=3),Reference!$C$61,IF(AND($Y38=1, $V38=3),Reference!$C$64,0)))))))))),(IF($V38=0,0,IF($V38=1,Reference!$C$53,IF($V38=2,Reference!$C$54,IF($V38=3,Reference!$C$55,0))))))),(IF($AN38=1,(IF(AND($W38=1, $V38=1),Reference!$C$41,IF(AND($X38=1, $V38=1),Reference!$C$44,IF(AND($Y38=1, $V38=1),Reference!$C$42,IF(AND($W38=1, $V38=2),Reference!$C$42,IF(AND($X38=1, $V38=2),Reference!$C$45,IF(AND($Y38=1, $V38=2),Reference!$C$48,IF(AND($W38=1, $V38=3),Reference!$C$43,IF(AND($X38=1, $V38=3),Reference!$C$46,IF(AND($Y38=1, $V38=3),Reference!$C$49,0)))))))))),(IF($V38=0,0,IF($V38=1,Reference!$C$38,IF($V38=2,Reference!$C$39,IF($V38=3,Reference!$C$40,0))))))))","v":0},{"$f":"IF($A$2=\"UL\",(IF($AN38=1,(IF(AND($W38=1, $V38=1),Reference!$B$56,IF(AND($X38=1, $V38=1),Reference!$B$59,IF(AND($Y38=1, $V38=1),Reference!$B$57,IF(AND($W38=1, $V38=2),Reference!$B$57,IF(AND($X38=1, $V38=2),Reference!$B$60,IF(AND($Y38=1, $V38=2),Reference!$B$63,IF(AND($W38=1, $V38=3),Reference!$B$58,IF(AND($X38=1, $V38=3),Reference!$B$61,IF(AND($Y38=1, $V38=3),Reference!$B$64,0)))))))))),(IF($V38=0,0,IF($V38=1,Reference!$B$53,IF($V38=2,Reference!$B$54,IF($V38=3,Reference!$B$55,0))))))),(IF($AN38=1,(IF(AND($W38=1, $V38=1),Reference!$B$41,IF(AND($X38=1, $V38=1),Reference!$B$44,IF(AND($Y38=1, $V38=1),Reference!$B$42,IF(AND($W38=1, $V38=2),Reference!$B$42,IF(AND($X38=1, $V38=2),Reference!$B$45,IF(AND($Y38=1, $V38=2),Reference!$B$48,IF(AND($W38=1, $V38=3),Reference!$B$43,IF(AND($X38=1, $V38=3),Reference!$B$46,IF(AND($Y38=1, $V38=3),Reference!$B$49,0)))))))))),(IF($V38=0,0,IF($V38=1,Reference!$B$38,IF($V38=2,Reference!$B$39,IF($V38=3,Reference!$B$40,0))))))))","v":0},0,{"$f":"IF($AN38=1,(IF(AND($W38=1, $V38=1),Reference!$G$41,IF(AND($X38=1, $V38=1),Reference!$G$44,IF(AND($Y38=1, $V38=1),Reference!$G$42,IF(AND($W38=1, $V38=2),Reference!$G$42,IF(AND($X38=1, $V38=2),Reference!$G$45,IF(AND($Y38=1, $V38=2),Reference!$G$48,IF(AND($W38=1, $V38=3),Reference!$G$43,IF(AND($X38=1, $V38=3),Reference!$G$46,IF(AND($Y38=1, $V38=3),Reference!$G$49,0)))))))))),(IF($V38=0,0,IF($V38=1,Reference!$G$38,IF($V38=2,Reference!$G$39,IF($V38=3,Reference!$G$40,))))))","v":0},0,0,0,0,0,0,0,0,null,null,0,null,0,null,null,null,null,null,0,null,{"$f":"IF($A$2=\"UL\",(IF($Z38=1,(IF($C38=\"Standard\",(IF(OR($D38=\"VEP1\",$D38=\"VEP2\"),Reference!$B$140,IF(OR($D38=\"VES1\",$D38=\"VES2\"),Reference!$B$140,IF(OR($D38=\"VEU1\",$D38=\"VEU2\"),Reference!$B$141,0)))),IF($C38=\"Silent\",(IF(OR($D38=\"VEP1\",$D38=\"VEP2\"),Reference!$B$140,IF(OR($D38=\"VES1\",$D38=\"VES2\"),Reference!$B$140,IF(OR($D38=\"VEU1\",$D38=\"VEU2\"),Reference!$B$141,0)))),IF($C38=\"Freeze\",(IF(OR($D38=\"VEP1\",$D38=\"VEP2\"),Reference!$B$143,IF(OR($D38=\"VES1\",$D38=\"VES2\"),Reference!$B$143,IF(OR($D38=\"VEU1\",$D38=\"VEU2\"),Reference!$B$144,0)))),0)))),(IF($C38=\"Standard\",(IF(OR($D38=\"VEP1\",$D38=\"VEP2\"),Reference!$B$122,IF(OR($D38=\"VES1\",$D38=\"VES2\"),Reference!$B$122,IF(OR($D38=\"VEU1\",$D38=\"VEU2\"),Reference!$B$123,0)))),IF($C38=\"Silent\",(IF(OR($D38=\"VEP1\",$D38=\"VEP2\"),Reference!$B$122,IF(OR($D38=\"VES1\",$D38=\"VES2\"),Reference!$B$122,IF(OR($D38=\"VEU1\",$D38=\"VEU2\"),Reference!$B$123,0)))),IF($C38=\"Freeze\",(IF(OR($D38=\"VEP1\",$D38=\"VEP2\"),Reference!$B$140,IF(OR($D38=\"VES1\",$D38=\"VES2\"),Reference!$B$140,IF(OR($D38=\"VEU1\",$D38=\"VEU2\"),Reference!$B$141,0)))),0)))))),(IF($Z38=1,(IF($C38=\"Standard\",(IF(OR($D38=\"VEP1\",$D38=\"VEP2\"),Reference!$B$109,IF(OR($D38=\"VES1\",$D38=\"VES2\"),Reference!$B$110,IF(OR($D38=\"VEU1\",$D38=\"VEU2\"),Reference!$B$111,0)))),IF($C38=\"Silent\",(IF(OR($D38=\"VEP1\",$D38=\"VEP2\"),Reference!$B$109,IF(OR($D38=\"VES1\",$D38=\"VES2\"),Reference!$B$110,IF(OR($D38=\"VEU1\",$D38=\"VEU2\"),Reference!$B$111,0)))),IF($C38=\"Freeze\",(IF(OR($D38=\"VEP1\",$D38=\"VEP2\"),Reference!$B$112,IF(OR($D38=\"VES1\",$D38=\"VES2\"),Reference!$B$113,IF(OR($D38=\"VEU1\",$D38=\"VEU2\"),Reference!$B$114,0)))),0)))),(IF($C38=\"Standard\",(IF(OR($D38=\"VEP1\",$D38=\"VEP2\"),Reference!$B$91,IF(OR($D38=\"VES1\",$D38=\"VES2\"),Reference!$B$92,IF(OR($D38=\"VEU1\",$D38=\"VEU2\"),Reference!$B$93,0)))),IF($C38=\"Silent\",(IF(OR($D38=\"VEP1\",$D38=\"VEP2\"),Reference!$B$91,IF(OR($D38=\"VES1\",$D38=\"VES2\"),Reference!$B$92,IF(OR($D38=\"VEU1\",$D38=\"VEU2\"),Reference!$B$93,0)))),IF($C38=\"Freeze\",(IF(OR($D38=\"VEP1\",$D38=\"VEP2\"),Reference!$B$94,IF(OR($D38=\"VES1\",$D38=\"VES2\"),Reference!$B$95,IF(OR($D38=\"VEU1\",$D38=\"VEU2\"),Reference!$B$96,0)))),0)))))))","v":0},0,{"$f":"IF($A$2=\"UL\",(IF($Z38=1,(IF($C38=\"Standard\",(IF(OR($D38=\"VEP1\",$D38=\"VEP2\"),Reference!$C$140,IF(OR($D38=\"VES1\",$D38=\"VES2\"),Reference!$C$140,IF(OR($D38=\"VEU1\",$D38=\"VEU2\"),Reference!$C$141,0)))),IF($C38=\"Silent\",(IF(OR($D38=\"VEP1\",$D38=\"VEP2\"),Reference!$C$140,IF(OR($D38=\"VES1\",$D38=\"VES2\"),Reference!$C$140,IF(OR($D38=\"VEU1\",$D38=\"VEU2\"),Reference!$C$141,0)))),IF($C38=\"Freeze\",(IF(OR($D38=\"VEP1\",$D38=\"VEP2\"),Reference!$C$143,IF(OR($D38=\"VES1\",$D38=\"VES2\"),Reference!$C$143,IF(OR($D38=\"VEU1\",$D38=\"VEU2\"),Reference!$C$144,0)))),0)))),(IF($C38=\"Standard\",(IF(OR($D38=\"VEP1\",$D38=\"VEP2\"),Reference!$C$122,IF(OR($D38=\"VES1\",$D38=\"VES2\"),Reference!$C$122,IF(OR($D38=\"VEU1\",$D38=\"VEU2\"),Reference!$C$123,0)))),IF($C38=\"Silent\",(IF(OR($D38=\"VEP1\",$D38=\"VEP2\"),Reference!$C$122,IF(OR($D38=\"VES1\",$D38=\"VES2\"),Reference!$C$122,IF(OR($D38=\"VEU1\",$D38=\"VEU2\"),Reference!$C$123,0)))),IF($C38=\"Freeze\",(IF(OR($D38=\"VEP1\",$D38=\"VEP2\"),Reference!$C$140,IF(OR($D38=\"VES1\",$D38=\"VES2\"),Reference!$C$140,IF(OR($D38=\"VEU1\",$D38=\"VEU2\"),Reference!$C$141,0)))),0)))))),(IF($Z38=1,(IF($C38=\"Standard\",(IF(OR($D38=\"VEP1\",$D38=\"VEP2\"),Reference!$C$109,IF(OR($D38=\"VES1\",$D38=\"VES2\"),Reference!$C$110,IF(OR($D38=\"VEU1\",$D38=\"VEU2\"),Reference!$C$111,0)))),IF($C38=\"Silent\",(IF(OR($D38=\"VEP1\",$D38=\"VEP2\"),Reference!$C$109,IF(OR($D38=\"VES1\",$D38=\"VES2\"),Reference!$C$110,IF(OR($D38=\"VEU1\",$D38=\"VEU2\"),Reference!$C$111,0)))),IF($C38=\"Freeze\",(IF(OR($D38=\"VEP1\",$D38=\"VEP2\"),Reference!$C$112,IF(OR($D38=\"VES1\",$D38=\"VES2\"),Reference!$C$113,IF(OR($D38=\"VEU1\",$D38=\"VEU2\"),Reference!$C$114,0)))),0)))),(IF($C38=\"Standard\",(IF(OR($D38=\"VEP1\",$D38=\"VEP2\"),Reference!$C$91,IF(OR($D38=\"VES1\",$D38=\"VES2\"),Reference!$C$92,IF(OR($D38=\"VEU1\",$D38=\"VEU2\"),Reference!$C$93,0)))),IF($C38=\"Silent\",(IF(OR($D38=\"VEP1\",$D38=\"VEP2\"),Reference!$C$91,IF(OR($D38=\"VES1\",$D38=\"VES2\"),Reference!$C$92,IF(OR($D38=\"VEU1\",$D38=\"VEU2\"),Reference!$C$93,0)))),IF($C38=\"Freeze\",(IF(OR($D38=\"VEP1\",$D38=\"VEP2\"),Reference!$C$94,IF(OR($D38=\"VES1\",$D38=\"VES2\"),Reference!$C$95,IF(OR($D38=\"VEU1\",$D38=\"VEU2\"),Reference!$C$96,0)))),0)))))))","v":0},{"$f":"IF($A$2=\"UL\",(IF($Z38=1,(IF($C38=\"Standard\",(IF(OR($D38=\"VEP1\",$D38=\"VEP2\"),Reference!$D$140,IF(OR($D38=\"VES1\",$D38=\"VES2\"),Reference!$D$140,IF(OR($D38=\"VEU1\",$D38=\"VEU2\"),Reference!$D$141,0)))),IF($C38=\"Silent\",(IF(OR($D38=\"VEP1\",$D38=\"VEP2\"),Reference!$D$140,IF(OR($D38=\"VES1\",$D38=\"VES2\"),Reference!$D$140,IF(OR($D38=\"VEU1\",$D38=\"VEU2\"),Reference!$D$141,0)))),IF($C38=\"Freeze\",(IF(OR($D38=\"VEP1\",$D38=\"VEP2\"),Reference!$D$143,IF(OR($D38=\"VES1\",$D38=\"VES2\"),Reference!$D$143,IF(OR($D38=\"VEU1\",$D38=\"VEU2\"),Reference!$D$144,0)))),0)))),(IF($C38=\"Standard\",(IF(OR($D38=\"VEP1\",$D38=\"VEP2\"),Reference!$D$122,IF(OR($D38=\"VES1\",$D38=\"VES2\"),Reference!$D$122,IF(OR($D38=\"VEU1\",$D38=\"VEU2\"),Reference!$D$123,0)))),IF($C38=\"Silent\",(IF(OR($D38=\"VEP1\",$D38=\"VEP2\"),Reference!$D$122,IF(OR($D38=\"VES1\",$D38=\"VES2\"),Reference!$D$122,IF(OR($D38=\"VEU1\",$D38=\"VEU2\"),Reference!$D$123,0)))),IF($C38=\"Freeze\",(IF(OR($D38=\"VEP1\",$D38=\"VEP2\"),Reference!$D$140,IF(OR($D38=\"VES1\",$D38=\"VES2\"),Reference!$D$140,IF(OR($D38=\"VEU1\",$D38=\"VEU2\"),Reference!$D$141,0)))),0)))))),(IF($Z38=1,(IF($C38=\"Standard\",(IF(OR($D38=\"VEP1\",$D38=\"VEP2\"),Reference!$D$109,IF(OR($D38=\"VES1\",$D38=\"VES2\"),Reference!$D$110,IF(OR($D38=\"VEU1\",$D38=\"VEU2\"),Reference!$D$111,0)))),IF($C38=\"Silent\",(IF(OR($D38=\"VEP1\",$D38=\"VEP2\"),Reference!$D$109,IF(OR($D38=\"VES1\",$D38=\"VES2\"),Reference!$D$110,IF(OR($D38=\"VEU1\",$D38=\"VEU2\"),Reference!$D$111,0)))),IF($C38=\"Freeze\",(IF(OR($D38=\"VEP1\",$D38=\"VEP2\"),Reference!$D$112,IF(OR($D38=\"VES1\",$D38=\"VES2\"),Reference!$D$113,IF(OR($D38=\"VEU1\",$D38=\"VEU2\"),Reference!$D$114,0)))),0)))),(IF($C38=\"Standard\",(IF(OR($D38=\"VEP1\",$D38=\"VEP2\"),Reference!$D$91,IF(OR($D38=\"VES1\",$D38=\"VES2\"),Reference!$D$92,IF(OR($D38=\"VEU1\",$D38=\"VEU2\"),Reference!$D$93,0)))),IF($C38=\"Silent\",(IF(OR($D38=\"VEP1\",$D38=\"VEP2\"),Reference!$D$91,IF(OR($D38=\"VES1\",$D38=\"VES2\"),Reference!$D$92,IF(OR($D38=\"VEU1\",$D38=\"VEU2\"),Reference!$D$93,0)))),IF($C38=\"Freeze\",(IF(OR($D38=\"VEP1\",$D38=\"VEP2\"),Reference!$D$94,IF(OR($D38=\"VES1\",$D38=\"VES2\"),Reference!$D$95,IF(OR($D38=\"VEU1\",$D38=\"VEU2\"),Reference!$D$96,0)))),0)))))))","v":0},0,0,0,null,"No",0,0,0,0,{"$f":"IF(B38>0,(IF($BL38=1,IF($BN38=3,Reference!$C$194,IF($BN38=4,Reference!$C$196,IF($BN38=5,Reference!$C$198,0))),IF($BL38=2,IF($BN38=4,Reference!$C$195,IF($BN38=5,Reference!$C$197,IF($BN38=6,Reference!$C$199,0)))))),0)","v":0},{"$f":"IF(B38>0,(IF($BL38=1,IF($BN38=3,Reference!$D$194,IF($BN38=4,Reference!$D$196,IF($BN38=5,Reference!$D$198,0))),IF($BL38=2,IF($BN38=4,Reference!$D$195,IF($BN38=5,Reference!$D$197,IF($BN38=6,Reference!$D$199,0)))))),0)","v":0},{"$f":"IF(B38>0,(IF($BL38=1,IF($BN38=3,Reference!$E$194,IF($BN38=4,Reference!$E$196,IF($BN38=5,Reference!$E$198,0))),IF($BL38=2,IF($BN38=4,Reference!$E$195,IF($BN38=5,Reference!$E$197,IF($BN38=6,Reference!$E$199,0)))))),0)","v":0},0,0,null,{"$f":"IF($BS38=1,(IF($BT38=\"NU2\",Reference!$B$221,IF($BT38=\"NU2D\",Reference!$B$222,IF($BT38=\"NU5N\",Reference!$B$223,IF($BT38=\"NU5DN\",Reference!$B$224,IF($BT38=\"NU5DOData\",Reference!$B$225,IF($BT38=\"NU5DOFD\",Reference!$B$227,IF($BT38=\"NU5DF\",Reference!$B$226,\"\")))))))),0)","v":0},{"$f":"IF($BS38=1,(IF($BT38=\"NU2\",Reference!$D$221,IF($BT38=\"NU2D\",Reference!$D$222,IF($BT38=\"NU5N\",Reference!$D$223,IF($BT38=\"NU5DN\",Reference!$D$224,IF($BT38=\"NU5DOData\",Reference!$D$225,IF($BT38=\"NU5DOFD\",Reference!$D$227,IF($BT38=\"NU5DF\",Reference!$D$226,\"\")))))))),0)","v":0},{"$f":"IF($BS38=1,(IF($BT38=\"NU2\",Reference!$E$221,IF($BT38=\"NU2D\",Reference!$E$222,IF($BT38=\"NU5N\",Reference!$E$223,IF($BT38=\"NU5DN\",Reference!$E$224,IF($BT38=\"NU5DOData\",Reference!$E$225,IF($BT38=\"NU5DOFD\",Reference!$E$227,IF($BT38=\"NU5DF\",Reference!$E$226,\"\")))))))),0)","v":0},null,null,{"$f":"IF($BY38=\"AD-10-1960\",Reference!$G$232,IF($BY38=\"AD-10-1963\",Reference!$G$233,IF($BY38=\"AD-10-1966\",Reference!$G$237,IF($BY38=\"AD-10-1975\",Reference!$G$237,IF($BY38=\"AD-10-1980\",Reference!$G$238,\"\")))))","v":""},{"$f":"IF($BY38=\"AD-10-1960\",Reference!$F$232,IF($BY38=\"AD-10-1963\",Reference!$F$233,IF($BY38=\"AD-10-1966\",Reference!$F$237,IF($BY38=\"AD-10-1975\",Reference!$F$237,IF($BY38=\"AD-10-1980\",Reference!$F$238,\"\")))))","v":""},{"$f":"IF($BY38=\"AD-10-1960\",Reference!$E$232,IF($BY38=\"AD-10-1963\",Reference!$E$233,IF($BY38=\"AD-10-1966\",Reference!$E$237,IF($BY38=\"AD-10-1975\",Reference!$E$237,IF($BY38=\"AD-10-1980\",Reference!$E$238,\"\")))))","v":""},0,{"$f":"(IF($F38>0,(IF($CC38=\"AD-05-5400\",'Battery Consumption'!$D$5,IF($CC38=\"AD-05-5410\",'Battery Consumption'!$D$6,IF($CC38=\"AD-05-5405\",'Battery Consumption'!$D$7,IF($CC38=\"AD-05-5415\",'Battery Consumption'!$D$8,IF($CC38=\"AD-05-5425\",'Battery Consumption'!$D$9,IF($CC38=\"AD-05-5420\",'Battery Consumption'!$D$10,IF($CC38=\"AD-05-5430\",'Battery Consumption'!$D$11,IF($CC38=\"AD-05-5440\",'Battery Consumption'!$D$12,IF($CC38=\"AD-05-5435\",'Battery Consumption'!$D$13,IF($CC38=\"AD-05-5445\",'Battery Consumption'!$D$14,IF($CC38=\"AD-05-5455\",'Battery Consumption'!$D$15,IF($CC38=\"AD-05-5450\",'Battery Consumption'!$D$16,IF($CC38=\"AD-05-5460\",'Battery Consumption'!$D$17,IF($CC38=\"AD-05-5465\",'Battery Consumption'!$D$18,IF($CC38=\"AD-05-5470\",'Battery Consumption'!$D$19,IF($CC38=\"AD-05-5401\",'Battery Consumption'!$D$20,IF($CC38=\"AD-05-5413\",'Battery Consumption'!$D$21,IF($CC38=\"AD-05-5406\",'Battery Consumption'!$D$22,IF($CC38=\"AD-05-5416\",'Battery Consumption'!$D$23,IF($CC38=\"AD-05-5426\",'Battery Consumption'!$D$24,IF($CC38=\"AD-05-5421\",'Battery Consumption'!$D$25,IF($CC38=\"AD-05-5432\",'Battery Consumption'!$D$26,IF($CC38=\"AD-05-5441\",'Battery Consumption'!$D$27,IF($CC38=\"AD-05-5437\",'Battery Consumption'!$D$28,IF($CC38=\"AD-05-5446\",'Battery Consumption'!$D$29,IF($CC38=\"AD-05-5456\",'Battery Consumption'!$D$30,IF($CC38=\"AD-05-5451\",'Battery Consumption'!$D$31,IF($CC38=\"AD-05-5461\",'Battery Consumption'!$D$32,IF($CC38=\"AD-05-5471\",'Battery Consumption'!$D$33,IF($CC38=\"AD-05-5466\",'Battery Consumption'!$D$34,0))))))))))))))))))))))))))))))),0))","v":0},0,{"$f":"(IF($F38>0,(IF($CC38=\"AD-05-5400\",'Battery Consumption'!$E$5,IF($CC38=\"AD-05-5410\",'Battery Consumption'!$E$6,IF($CC38=\"AD-05-5405\",'Battery Consumption'!$E$7,IF($CC38=\"AD-05-5415\",'Battery Consumption'!$E$8,IF($CC38=\"AD-05-5425\",'Battery Consumption'!$E$9,IF($CC38=\"AD-05-5420\",'Battery Consumption'!$E$10,IF($CC38=\"AD-05-5430\",'Battery Consumption'!$E$11,IF($CC38=\"AD-05-5440\",'Battery Consumption'!$E$12,IF($CC38=\"AD-05-5435\",'Battery Consumption'!$E$13,IF($CC38=\"AD-05-5445\",'Battery Consumption'!$E$14,IF($CC38=\"AD-05-5455\",'Battery Consumption'!$E$15,IF($CC38=\"AD-05-5450\",'Battery Consumption'!$E$16,IF($CC38=\"AD-05-5460\",'Battery Consumption'!$E$17,IF($CC38=\"AD-05-5465\",'Battery Consumption'!$E$18,IF($CC38=\"AD-05-5470\",'Battery Consumption'!$E$19,IF($CC38=\"AD-05-5401\",'Battery Consumption'!$E$20,IF($CC38=\"AD-05-5413\",'Battery Consumption'!$E$21,IF($CC38=\"AD-05-5406\",'Battery Consumption'!$E$22,IF($CC38=\"AD-05-5416\",'Battery Consumption'!$E$23,IF($CC38=\"AD-05-5426\",'Battery Consumption'!$E$24,IF($CC38=\"AD-05-5421\",'Battery Consumption'!$E$25,IF($CC38=\"AD-05-5432\",'Battery Consumption'!$E$26,IF($CC38=\"AD-05-5441\",'Battery Consumption'!$E$27,IF($CC38=\"AD-05-5437\",'Battery Consumption'!$E$28,IF($CC38=\"AD-05-5446\",'Battery Consumption'!$E$29,IF($CC38=\"AD-05-5456\",'Battery Consumption'!$E$30,IF($CC38=\"AD-05-5451\",'Battery Consumption'!$E$31,IF($CC38=\"AD-05-5461\",'Battery Consumption'!$E$32,IF($CC38=\"AD-05-5471\",'Battery Consumption'!$E$33,IF($CC38=\"AD-05-5466\",'Battery Consumption'!$E$34,0))))))))))))))))))))))))))))))),0))","v":0},0,0,{"$f":"IF($F38>0,(IF($CH38<12,Reference!$J$259,IF($CH38<24,Reference!$J$260,IF($CH38<65,Reference!$J$260,\"Get your own\")))),0)","v":0},{"$f":"IF($F38>0,(IF($CH38<12,Reference!$F$259,IF($CH38<24,Reference!$F$260,IF($CH38<65,Reference!$F$260,\"Get your own\")))),0)","v":0},{"$f":"IF($F38>0,(IF($CH38<12,Reference!$H$259,IF($CH38<24,Reference!$H$260,IF($CH38<65,Reference!$H$260,\"Get your own\")))),0)","v":0},null,null,null,"AD-05-5401","ProSens UL Standard -TP1",0,"UL"]
[35,null,null,0,{"$f":"IF(B39=\"VEP-A00-1P\",+Reference!$C$15,IF(B39=\"VEP-A00-P-1P\",+Reference!$C$16,IF(B39=\"VEP-A00-P-2P\",+Reference!$C$17,IF(B39=\"VEP-A00-P-3P\",+Reference!$C$18,IF(B39=\"VEP-A00-P-4P\",+Reference!$C$19,IF(B39=\"VES-A00-P-1P\",+Reference!$C$20,IF(B39=\"VES-A00-P-2P\",+Reference!$C$21,IF(B39=\"VES-A00-P-3P\",+Reference!$C$22,IF(B39=\"VES-A00-P-4P\",+Reference!$C$23,IF(B39=\"VEU-A00-P-1P\",+Reference!$C$24,IF(B39=\"VEU-A00-P-2P\",+Reference!$C$25,IF(B39=\"VEU-A00-P-3P\",+Reference!$C$26,IF(B39=\"VEU-A00-P-4P\",+Reference!$C$27,IF(B39=\"To Select\",\"Pending\",0))))))))))))))","v":0},null,0,null,null,null,null,null,null,null,null,null,null,null,null,null,null,null,null,null,null,null,0,null,null,{"$f":"IF($A$2=\"UL\",(IF($AN39=1,(IF(AND($W39=1, $V39=1),Reference!$C$56,IF(AND($X39=1, $V39=1),Reference!$C$59,IF(AND($Y39=1, $V39=1),Reference!$C$57,IF(AND($W39=1, $V39=2),Reference!$C$57,IF(AND($X39=1, $V39=2),Reference!$C$60,IF(AND($Y39=1, $V39=2),Reference!$C$63,IF(AND($W39=1, $V39=3),Reference!$C$58,IF(AND($X39=1, $V39=3),Reference!$C$61,IF(AND($Y39=1, $V39=3),Reference!$C$64,0)))))))))),(IF($V39=0,0,IF($V39=1,Reference!$C$53,IF($V39=2,Reference!$C$54,IF($V39=3,Reference!$C$55,0))))))),(IF($AN39=1,(IF(AND($W39=1, $V39=1),Reference!$C$41,IF(AND($X39=1, $V39=1),Reference!$C$44,IF(AND($Y39=1, $V39=1),Reference!$C$42,IF(AND($W39=1, $V39=2),Reference!$C$42,IF(AND($X39=1, $V39=2),Reference!$C$45,IF(AND($Y39=1, $V39=2),Reference!$C$48,IF(AND($W39=1, $V39=3),Reference!$C$43,IF(AND($X39=1, $V39=3),Reference!$C$46,IF(AND($Y39=1, $V39=3),Reference!$C$49,0)))))))))),(IF($V39=0,0,IF($V39=1,Reference!$C$38,IF($V39=2,Reference!$C$39,IF($V39=3,Reference!$C$40,0))))))))","v":0},{"$f":"IF($A$2=\"UL\",(IF($AN39=1,(IF(AND($W39=1, $V39=1),Reference!$B$56,IF(AND($X39=1, $V39=1),Reference!$B$59,IF(AND($Y39=1, $V39=1),Reference!$B$57,IF(AND($W39=1, $V39=2),Reference!$B$57,IF(AND($X39=1, $V39=2),Reference!$B$60,IF(AND($Y39=1, $V39=2),Reference!$B$63,IF(AND($W39=1, $V39=3),Reference!$B$58,IF(AND($X39=1, $V39=3),Reference!$B$61,IF(AND($Y39=1, $V39=3),Reference!$B$64,0)))))))))),(IF($V39=0,0,IF($V39=1,Reference!$B$53,IF($V39=2,Reference!$B$54,IF($V39=3,Reference!$B$55,0))))))),(IF($AN39=1,(IF(AND($W39=1, $V39=1),Reference!$B$41,IF(AND($X39=1, $V39=1),Reference!$B$44,IF(AND($Y39=1, $V39=1),Reference!$B$42,IF(AND($W39=1, $V39=2),Reference!$B$42,IF(AND($X39=1, $V39=2),Reference!$B$45,IF(AND($Y39=1, $V39=2),Reference!$B$48,IF(AND($W39=1, $V39=3),Reference!$B$43,IF(AND($X39=1, $V39=3),Reference!$B$46,IF(AND($Y39=1, $V39=3),Reference!$B$49,0)))))))))),(IF($V39=0,0,IF($V39=1,Reference!$B$38,IF($V39=2,Reference!$B$39,IF($V39=3,Reference!$B$40,0))))))))","v":0},0,{"$f":"IF($AN39=1,(IF(AND($W39=1, $V39=1),Reference!$G$41,IF(AND($X39=1, $V39=1),Reference!$G$44,IF(AND($Y39=1, $V39=1),Reference!$G$42,IF(AND($W39=1, $V39=2),Reference!$G$42,IF(AND($X39=1, $V39=2),Reference!$G$45,IF(AND($Y39=1, $V39=2),Reference!$G$48,IF(AND($W39=1, $V39=3),Reference!$G$43,IF(AND($X39=1, $V39=3),Reference!$G$46,IF(AND($Y39=1, $V39=3),Reference!$G$49,0)))))))))),(IF($V39=0,0,IF($V39=1,Reference!$G$38,IF($V39=2,Reference!$G$39,IF($V39=3,Reference!$G$40,))))))","v":0},0,0,0,0,0,0,0,0,null,null,0,null,0,null,null,null,null,null,0,null,{"$f":"IF($A$2=\"UL\",(IF($Z39=1,(IF($C39=\"Standard\",(IF(OR($D39=\"VEP1\",$D39=\"VEP2\"),Reference!$B$140,IF(OR($D39=\"VES1\",$D39=\"VES2\"),Reference!$B$140,IF(OR($D39=\"VEU1\",$D39=\"VEU2\"),Reference!$B$141,0)))),IF($C39=\"Silent\",(IF(OR($D39=\"VEP1\",$D39=\"VEP2\"),Reference!$B$140,IF(OR($D39=\"VES1\",$D39=\"VES2\"),Reference!$B$140,IF(OR($D39=\"VEU1\",$D39=\"VEU2\"),Reference!$B$141,0)))),IF($C39=\"Freeze\",(IF(OR($D39=\"VEP1\",$D39=\"VEP2\"),Reference!$B$143,IF(OR($D39=\"VES1\",$D39=\"VES2\"),Reference!$B$143,IF(OR($D39=\"VEU1\",$D39=\"VEU2\"),Reference!$B$144,0)))),0)))),(IF($C39=\"Standard\",(IF(OR($D39=\"VEP1\",$D39=\"VEP2\"),Reference!$B$122,IF(OR($D39=\"VES1\",$D39=\"VES2\"),Reference!$B$122,IF(OR($D39=\"VEU1\",$D39=\"VEU2\"),Reference!$B$123,0)))),IF($C39=\"Silent\",(IF(OR($D39=\"VEP1\",$D39=\"VEP2\"),Reference!$B$122,IF(OR($D39=\"VES1\",$D39=\"VES2\"),Reference!$B$122,IF(OR($D39=\"VEU1\",$D39=\"VEU2\"),Reference!$B$123,0)))),IF($C39=\"Freeze\",(IF(OR($D39=\"VEP1\",$D39=\"VEP2\"),Reference!$B$140,IF(OR($D39=\"VES1\",$D39=\"VES2\"),Reference!$B$140,IF(OR($D39=\"VEU1\",$D39=\"VEU2\"),Reference!$B$141,0)))),0)))))),(IF($Z39=1,(IF($C39=\"Standard\",(IF(OR($D39=\"VEP1\",$D39=\"VEP2\"),Reference!$B$109,IF(OR($D39=\"VES1\",$D39=\"VES2\"),Reference!$B$110,IF(OR($D39=\"VEU1\",$D39=\"VEU2\"),Reference!$B$111,0)))),IF($C39=\"Silent\",(IF(OR($D39=\"VEP1\",$D39=\"VEP2\"),Reference!$B$109,IF(OR($D39=\"VES1\",$D39=\"VES2\"),Reference!$B$110,IF(OR($D39=\"VEU1\",$D39=\"VEU2\"),Reference!$B$111,0)))),IF($C39=\"Freeze\",(IF(OR($D39=\"VEP1\",$D39=\"VEP2\"),Reference!$B$112,IF(OR($D39=\"VES1\",$D39=\"VES2\"),Reference!$B$113,IF(OR($D39=\"VEU1\",$D39=\"VEU2\"),Reference!$B$114,0)))),0)))),(IF($C39=\"Standard\",(IF(OR($D39=\"VEP1\",$D39=\"VEP2\"),Reference!$B$91,IF(OR($D39=\"VES1\",$D39=\"VES2\"),Reference!$B$92,IF(OR($D39=\"VEU1\",$D39=\"VEU2\"),Reference!$B$93,0)))),IF($C39=\"Silent\",(IF(OR($D39=\"VEP1\",$D39=\"VEP2\"),Reference!$B$91,IF(OR($D39=\"VES1\",$D39=\"VES2\"),Reference!$B$92,IF(OR($D39=\"VEU1\",$D39=\"VEU2\"),Reference!$B$93,0)))),IF($C39=\"Freeze\",(IF(OR($D39=\"VEP1\",$D39=\"VEP2\"),Reference!$B$94,IF(OR($D39=\"VES1\",$D39=\"VES2\"),Reference!$B$95,IF(OR($D39=\"VEU1\",$D39=\"VEU2\"),Reference!$B$96,0)))),0)))))))","v":0},0,{"$f":"IF($A$2=\"UL\",(IF($Z39=1,(IF($C39=\"Standard\",(IF(OR($D39=\"VEP1\",$D39=\"VEP2\"),Reference!$C$140,IF(OR($D39=\"VES1\",$D39=\"VES2\"),Reference!$C$140,IF(OR($D39=\"VEU1\",$D39=\"VEU2\"),Reference!$C$141,0)))),IF($C39=\"Silent\",(IF(OR($D39=\"VEP1\",$D39=\"VEP2\"),Reference!$C$140,IF(OR($D39=\"VES1\",$D39=\"VES2\"),Reference!$C$140,IF(OR($D39=\"VEU1\",$D39=\"VEU2\"),Reference!$C$141,0)))),IF($C39=\"Freeze\",(IF(OR($D39=\"VEP1\",$D39=\"VEP2\"),Reference!$C$143,IF(OR($D39=\"VES1\",$D39=\"VES2\"),Reference!$C$143,IF(OR($D39=\"VEU1\",$D39=\"VEU2\"),Reference!$C$144,0)))),0)))),(IF($C39=\"Standard\",(IF(OR($D39=\"VEP1\",$D39=\"VEP2\"),Reference!$C$122,IF(OR($D39=\"VES1\",$D39=\"VES2\"),Reference!$C$122,IF(OR($D39=\"VEU1\",$D39=\"VEU2\"),Reference!$C$123,0)))),IF($C39=\"Silent\",(IF(OR($D39=\"VEP1\",$D39=\"VEP2\"),Reference!$C$122,IF(OR($D39=\"VES1\",$D39=\"VES2\"),Reference!$C$122,IF(OR($D39=\"VEU1\",$D39=\"VEU2\"),Reference!$C$123,0)))),IF($C39=\"Freeze\",(IF(OR($D39=\"VEP1\",$D39=\"VEP2\"),Reference!$C$140,IF(OR($D39=\"VES1\",$D39=\"VES2\"),Reference!$C$140,IF(OR($D39=\"VEU1\",$D39=\"VEU2\"),Reference!$C$141,0)))),0)))))),(IF($Z39=1,(IF($C39=\"Standard\",(IF(OR($D39=\"VEP1\",$D39=\"VEP2\"),Reference!$C$109,IF(OR($D39=\"VES1\",$D39=\"VES2\"),Reference!$C$110,IF(OR($D39=\"VEU1\",$D39=\"VEU2\"),Reference!$C$111,0)))),IF($C39=\"Silent\",(IF(OR($D39=\"VEP1\",$D39=\"VEP2\"),Reference!$C$109,IF(OR($D39=\"VES1\",$D39=\"VES2\"),Reference!$C$110,IF(OR($D39=\"VEU1\",$D39=\"VEU2\"),Reference!$C$111,0)))),IF($C39=\"Freeze\",(IF(OR($D39=\"VEP1\",$D39=\"VEP2\"),Reference!$C$112,IF(OR($D39=\"VES1\",$D39=\"VES2\"),Reference!$C$113,IF(OR($D39=\"VEU1\",$D39=\"VEU2\"),Reference!$C$114,0)))),0)))),(IF($C39=\"Standard\",(IF(OR($D39=\"VEP1\",$D39=\"VEP2\"),Reference!$C$91,IF(OR($D39=\"VES1\",$D39=\"VES2\"),Reference!$C$92,IF(OR($D39=\"VEU1\",$D39=\"VEU2\"),Reference!$C$93,0)))),IF($C39=\"Silent\",(IF(OR($D39=\"VEP1\",$D39=\"VEP2\"),Reference!$C$91,IF(OR($D39=\"VES1\",$D39=\"VES2\"),Reference!$C$92,IF(OR($D39=\"VEU1\",$D39=\"VEU2\"),Reference!$C$93,0)))),IF($C39=\"Freeze\",(IF(OR($D39=\"VEP1\",$D39=\"VEP2\"),Reference!$C$94,IF(OR($D39=\"VES1\",$D39=\"VES2\"),Reference!$C$95,IF(OR($D39=\"VEU1\",$D39=\"VEU2\"),Reference!$C$96,0)))),0)))))))","v":0},{"$f":"IF($A$2=\"UL\",(IF($Z39=1,(IF($C39=\"Standard\",(IF(OR($D39=\"VEP1\",$D39=\"VEP2\"),Reference!$D$140,IF(OR($D39=\"VES1\",$D39=\"VES2\"),Reference!$D$140,IF(OR($D39=\"VEU1\",$D39=\"VEU2\"),Reference!$D$141,0)))),IF($C39=\"Silent\",(IF(OR($D39=\"VEP1\",$D39=\"VEP2\"),Reference!$D$140,IF(OR($D39=\"VES1\",$D39=\"VES2\"),Reference!$D$140,IF(OR($D39=\"VEU1\",$D39=\"VEU2\"),Reference!$D$141,0)))),IF($C39=\"Freeze\",(IF(OR($D39=\"VEP1\",$D39=\"VEP2\"),Reference!$D$143,IF(OR($D39=\"VES1\",$D39=\"VES2\"),Reference!$D$143,IF(OR($D39=\"VEU1\",$D39=\"VEU2\"),Reference!$D$144,0)))),0)))),(IF($C39=\"Standard\",(IF(OR($D39=\"VEP1\",$D39=\"VEP2\"),Reference!$D$122,IF(OR($D39=\"VES1\",$D39=\"VES2\"),Reference!$D$122,IF(OR($D39=\"VEU1\",$D39=\"VEU2\"),Reference!$D$123,0)))),IF($C39=\"Silent\",(IF(OR($D39=\"VEP1\",$D39=\"VEP2\"),Reference!$D$122,IF(OR($D39=\"VES1\",$D39=\"VES2\"),Reference!$D$122,IF(OR($D39=\"VEU1\",$D39=\"VEU2\"),Reference!$D$123,0)))),IF($C39=\"Freeze\",(IF(OR($D39=\"VEP1\",$D39=\"VEP2\"),Reference!$D$140,IF(OR($D39=\"VES1\",$D39=\"VES2\"),Reference!$D$140,IF(OR($D39=\"VEU1\",$D39=\"VEU2\"),Reference!$D$141,0)))),0)))))),(IF($Z39=1,(IF($C39=\"Standard\",(IF(OR($D39=\"VEP1\",$D39=\"VEP2\"),Reference!$D$109,IF(OR($D39=\"VES1\",$D39=\"VES2\"),Reference!$D$110,IF(OR($D39=\"VEU1\",$D39=\"VEU2\"),Reference!$D$111,0)))),IF($C39=\"Silent\",(IF(OR($D39=\"VEP1\",$D39=\"VEP2\"),Reference!$D$109,IF(OR($D39=\"VES1\",$D39=\"VES2\"),Reference!$D$110,IF(OR($D39=\"VEU1\",$D39=\"VEU2\"),Reference!$D$111,0)))),IF($C39=\"Freeze\",(IF(OR($D39=\"VEP1\",$D39=\"VEP2\"),Reference!$D$112,IF(OR($D39=\"VES1\",$D39=\"VES2\"),Reference!$D$113,IF(OR($D39=\"VEU1\",$D39=\"VEU2\"),Reference!$D$114,0)))),0)))),(IF($C39=\"Standard\",(IF(OR($D39=\"VEP1\",$D39=\"VEP2\"),Reference!$D$91,IF(OR($D39=\"VES1\",$D39=\"VES2\"),Reference!$D$92,IF(OR($D39=\"VEU1\",$D39=\"VEU2\"),Reference!$D$93,0)))),IF($C39=\"Silent\",(IF(OR($D39=\"VEP1\",$D39=\"VEP2\"),Reference!$D$91,IF(OR($D39=\"VES1\",$D39=\"VES2\"),Reference!$D$92,IF(OR($D39=\"VEU1\",$D39=\"VEU2\"),Reference!$D$93,0)))),IF($C39=\"Freeze\",(IF(OR($D39=\"VEP1\",$D39=\"VEP2\"),Reference!$D$94,IF(OR($D39=\"VES1\",$D39=\"VES2\"),Reference!$D$95,IF(OR($D39=\"VEU1\",$D39=\"VEU2\"),Reference!$D$96,0)))),0)))))))","v":0},0,0,0,null,"No",0,0,0,0,{"$f":"IF(B39>0,(IF($BL39=1,IF($BN39=3,Reference!$C$194,IF($BN39=4,Reference!$C$196,IF($BN39=5,Reference!$C$198,0))),IF($BL39=2,IF($BN39=4,Reference!$C$195,IF($BN39=5,Reference!$C$197,IF($BN39=6,Reference!$C$199,0)))))),0)","v":0},{"$f":"IF(B39>0,(IF($BL39=1,IF($BN39=3,Reference!$D$194,IF($BN39=4,Reference!$D$196,IF($BN39=5,Reference!$D$198,0))),IF($BL39=2,IF($BN39=4,Reference!$D$195,IF($BN39=5,Reference!$D$197,IF($BN39=6,Reference!$D$199,0)))))),0)","v":0},{"$f":"IF(B39>0,(IF($BL39=1,IF($BN39=3,Reference!$E$194,IF($BN39=4,Reference!$E$196,IF($BN39=5,Reference!$E$198,0))),IF($BL39=2,IF($BN39=4,Reference!$E$195,IF($BN39=5,Reference!$E$197,IF($BN39=6,Reference!$E$199,0)))))),0)","v":0},0,0,null,{"$f":"IF($BS39=1,(IF($BT39=\"NU2\",Reference!$B$221,IF($BT39=\"NU2D\",Reference!$B$222,IF($BT39=\"NU5N\",Reference!$B$223,IF($BT39=\"NU5DN\",Reference!$B$224,IF($BT39=\"NU5DOData\",Reference!$B$225,IF($BT39=\"NU5DOFD\",Reference!$B$227,IF($BT39=\"NU5DF\",Reference!$B$226,\"\")))))))),0)","v":0},{"$f":"IF($BS39=1,(IF($BT39=\"NU2\",Reference!$D$221,IF($BT39=\"NU2D\",Reference!$D$222,IF($BT39=\"NU5N\",Reference!$D$223,IF($BT39=\"NU5DN\",Reference!$D$224,IF($BT39=\"NU5DOData\",Reference!$D$225,IF($BT39=\"NU5DOFD\",Reference!$D$227,IF($BT39=\"NU5DF\",Reference!$D$226,\"\")))))))),0)","v":0},{"$f":"IF($BS39=1,(IF($BT39=\"NU2\",Reference!$E$221,IF($BT39=\"NU2D\",Reference!$E$222,IF($BT39=\"NU5N\",Reference!$E$223,IF($BT39=\"NU5DN\",Reference!$E$224,IF($BT39=\"NU5DOData\",Reference!$E$225,IF($BT39=\"NU5DOFD\",Reference!$E$227,IF($BT39=\"NU5DF\",Reference!$E$226,\"\")))))))),0)","v":0},null,null,{"$f":"IF($BY39=\"AD-10-1960\",Reference!$G$232,IF($BY39=\"AD-10-1963\",Reference!$G$233,IF($BY39=\"AD-10-1966\",Reference!$G$237,IF($BY39=\"AD-10-1975\",Reference!$G$237,IF($BY39=\"AD-10-1980\",Reference!$G$238,\"\")))))","v":""},{"$f":"IF($BY39=\"AD-10-1960\",Reference!$F$232,IF($BY39=\"AD-10-1963\",Reference!$F$233,IF($BY39=\"AD-10-1966\",Reference!$F$237,IF($BY39=\"AD-10-1975\",Reference!$F$237,IF($BY39=\"AD-10-1980\",Reference!$F$238,\"\")))))","v":""},{"$f":"IF($BY39=\"AD-10-1960\",Reference!$E$232,IF($BY39=\"AD-10-1963\",Reference!$E$233,IF($BY39=\"AD-10-1966\",Reference!$E$237,IF($BY39=\"AD-10-1975\",Reference!$E$237,IF($BY39=\"AD-10-1980\",Reference!$E$238,\"\")))))","v":""},0,{"$f":"(IF($F39>0,(IF($CC39=\"AD-05-5400\",'Battery Consumption'!$D$5,IF($CC39=\"AD-05-5410\",'Battery Consumption'!$D$6,IF($CC39=\"AD-05-5405\",'Battery Consumption'!$D$7,IF($CC39=\"AD-05-5415\",'Battery Consumption'!$D$8,IF($CC39=\"AD-05-5425\",'Battery Consumption'!$D$9,IF($CC39=\"AD-05-5420\",'Battery Consumption'!$D$10,IF($CC39=\"AD-05-5430\",'Battery Consumption'!$D$11,IF($CC39=\"AD-05-5440\",'Battery Consumption'!$D$12,IF($CC39=\"AD-05-5435\",'Battery Consumption'!$D$13,IF($CC39=\"AD-05-5445\",'Battery Consumption'!$D$14,IF($CC39=\"AD-05-5455\",'Battery Consumption'!$D$15,IF($CC39=\"AD-05-5450\",'Battery Consumption'!$D$16,IF($CC39=\"AD-05-5460\",'Battery Consumption'!$D$17,IF($CC39=\"AD-05-5465\",'Battery Consumption'!$D$18,IF($CC39=\"AD-05-5470\",'Battery Consumption'!$D$19,IF($CC39=\"AD-05-5401\",'Battery Consumption'!$D$20,IF($CC39=\"AD-05-5413\",'Battery Consumption'!$D$21,IF($CC39=\"AD-05-5406\",'Battery Consumption'!$D$22,IF($CC39=\"AD-05-5416\",'Battery Consumption'!$D$23,IF($CC39=\"AD-05-5426\",'Battery Consumption'!$D$24,IF($CC39=\"AD-05-5421\",'Battery Consumption'!$D$25,IF($CC39=\"AD-05-5432\",'Battery Consumption'!$D$26,IF($CC39=\"AD-05-5441\",'Battery Consumption'!$D$27,IF($CC39=\"AD-05-5437\",'Battery Consumption'!$D$28,IF($CC39=\"AD-05-5446\",'Battery Consumption'!$D$29,IF($CC39=\"AD-05-5456\",'Battery Consumption'!$D$30,IF($CC39=\"AD-05-5451\",'Battery Consumption'!$D$31,IF($CC39=\"AD-05-5461\",'Battery Consumption'!$D$32,IF($CC39=\"AD-05-5471\",'Battery Consumption'!$D$33,IF($CC39=\"AD-05-5466\",'Battery Consumption'!$D$34,0))))))))))))))))))))))))))))))),0))","v":0},0,{"$f":"(IF($F39>0,(IF($CC39=\"AD-05-5400\",'Battery Consumption'!$E$5,IF($CC39=\"AD-05-5410\",'Battery Consumption'!$E$6,IF($CC39=\"AD-05-5405\",'Battery Consumption'!$E$7,IF($CC39=\"AD-05-5415\",'Battery Consumption'!$E$8,IF($CC39=\"AD-05-5425\",'Battery Consumption'!$E$9,IF($CC39=\"AD-05-5420\",'Battery Consumption'!$E$10,IF($CC39=\"AD-05-5430\",'Battery Consumption'!$E$11,IF($CC39=\"AD-05-5440\",'Battery Consumption'!$E$12,IF($CC39=\"AD-05-5435\",'Battery Consumption'!$E$13,IF($CC39=\"AD-05-5445\",'Battery Consumption'!$E$14,IF($CC39=\"AD-05-5455\",'Battery Consumption'!$E$15,IF($CC39=\"AD-05-5450\",'Battery Consumption'!$E$16,IF($CC39=\"AD-05-5460\",'Battery Consumption'!$E$17,IF($CC39=\"AD-05-5465\",'Battery Consumption'!$E$18,IF($CC39=\"AD-05-5470\",'Battery Consumption'!$E$19,IF($CC39=\"AD-05-5401\",'Battery Consumption'!$E$20,IF($CC39=\"AD-05-5413\",'Battery Consumption'!$E$21,IF($CC39=\"AD-05-5406\",'Battery Consumption'!$E$22,IF($CC39=\"AD-05-5416\",'Battery Consumption'!$E$23,IF($CC39=\"AD-05-5426\",'Battery Consumption'!$E$24,IF($CC39=\"AD-05-5421\",'Battery Consumption'!$E$25,IF($CC39=\"AD-05-5432\",'Battery Consumption'!$E$26,IF($CC39=\"AD-05-5441\",'Battery Consumption'!$E$27,IF($CC39=\"AD-05-5437\",'Battery Consumption'!$E$28,IF($CC39=\"AD-05-5446\",'Battery Consumption'!$E$29,IF($CC39=\"AD-05-5456\",'Battery Consumption'!$E$30,IF($CC39=\"AD-05-5451\",'Battery Consumption'!$E$31,IF($CC39=\"AD-05-5461\",'Battery Consumption'!$E$32,IF($CC39=\"AD-05-5471\",'Battery Consumption'!$E$33,IF($CC39=\"AD-05-5466\",'Battery Consumption'!$E$34,0))))))))))))))))))))))))))))))),0))","v":0},0,0,{"$f":"IF($F39>0,(IF($CH39<12,Reference!$J$259,IF($CH39<24,Reference!$J$260,IF($CH39<65,Reference!$J$260,\"Get your own\")))),0)","v":0},{"$f":"IF($F39>0,(IF($CH39<12,Reference!$F$259,IF($CH39<24,Reference!$F$260,IF($CH39<65,Reference!$F$260,\"Get your own\")))),0)","v":0},{"$f":"IF($F39>0,(IF($CH39<12,Reference!$H$259,IF($CH39<24,Reference!$H$260,IF($CH39<65,Reference!$H$260,\"Get your own\")))),0)","v":0},null,null,null,"AD-05-5413","ProSens Ul Silent-TP1",0,"UL"]
[36,null,null,0,{"$f":"IF(B40=\"VEP-A00-1P\",+Reference!$C$15,IF(B40=\"VEP-A00-P-1P\",+Reference!$C$16,IF(B40=\"VEP-A00-P-2P\",+Reference!$C$17,IF(B40=\"VEP-A00-P-3P\",+Reference!$C$18,IF(B40=\"VEP-A00-P-4P\",+Reference!$C$19,IF(B40=\"VES-A00-P-1P\",+Reference!$C$20,IF(B40=\"VES-A00-P-2P\",+Reference!$C$21,IF(B40=\"VES-A00-P-3P\",+Reference!$C$22,IF(B40=\"VES-A00-P-4P\",+Reference!$C$23,IF(B40=\"VEU-A00-P-1P\",+Reference!$C$24,IF(B40=\"VEU-A00-P-2P\",+Reference!$C$25,IF(B40=\"VEU-A00-P-3P\",+Reference!$C$26,IF(B40=\"VEU-A00-P-4P\",+Reference!$C$27,IF(B40=\"To Select\",\"Pending\",0))))))))))))))","v":0},null,0,null,null,null,null,null,null,null,null,null,null,null,null,null,null,null,null,null,null,null,0,null,null,{"$f":"IF($A$2=\"UL\",(IF($AN40=1,(IF(AND($W40=1, $V40=1),Reference!$C$56,IF(AND($X40=1, $V40=1),Reference!$C$59,IF(AND($Y40=1, $V40=1),Reference!$C$57,IF(AND($W40=1, $V40=2),Reference!$C$57,IF(AND($X40=1, $V40=2),Reference!$C$60,IF(AND($Y40=1, $V40=2),Reference!$C$63,IF(AND($W40=1, $V40=3),Reference!$C$58,IF(AND($X40=1, $V40=3),Reference!$C$61,IF(AND($Y40=1, $V40=3),Reference!$C$64,0)))))))))),(IF($V40=0,0,IF($V40=1,Reference!$C$53,IF($V40=2,Reference!$C$54,IF($V40=3,Reference!$C$55,0))))))),(IF($AN40=1,(IF(AND($W40=1, $V40=1),Reference!$C$41,IF(AND($X40=1, $V40=1),Reference!$C$44,IF(AND($Y40=1, $V40=1),Reference!$C$42,IF(AND($W40=1, $V40=2),Reference!$C$42,IF(AND($X40=1, $V40=2),Reference!$C$45,IF(AND($Y40=1, $V40=2),Reference!$C$48,IF(AND($W40=1, $V40=3),Reference!$C$43,IF(AND($X40=1, $V40=3),Reference!$C$46,IF(AND($Y40=1, $V40=3),Reference!$C$49,0)))))))))),(IF($V40=0,0,IF($V40=1,Reference!$C$38,IF($V40=2,Reference!$C$39,IF($V40=3,Reference!$C$40,0))))))))","v":0},{"$f":"IF($A$2=\"UL\",(IF($AN40=1,(IF(AND($W40=1, $V40=1),Reference!$B$56,IF(AND($X40=1, $V40=1),Reference!$B$59,IF(AND($Y40=1, $V40=1),Reference!$B$57,IF(AND($W40=1, $V40=2),Reference!$B$57,IF(AND($X40=1, $V40=2),Reference!$B$60,IF(AND($Y40=1, $V40=2),Reference!$B$63,IF(AND($W40=1, $V40=3),Reference!$B$58,IF(AND($X40=1, $V40=3),Reference!$B$61,IF(AND($Y40=1, $V40=3),Reference!$B$64,0)))))))))),(IF($V40=0,0,IF($V40=1,Reference!$B$53,IF($V40=2,Reference!$B$54,IF($V40=3,Reference!$B$55,0))))))),(IF($AN40=1,(IF(AND($W40=1, $V40=1),Reference!$B$41,IF(AND($X40=1, $V40=1),Reference!$B$44,IF(AND($Y40=1, $V40=1),Reference!$B$42,IF(AND($W40=1, $V40=2),Reference!$B$42,IF(AND($X40=1, $V40=2),Reference!$B$45,IF(AND($Y40=1, $V40=2),Reference!$B$48,IF(AND($W40=1, $V40=3),Reference!$B$43,IF(AND($X40=1, $V40=3),Reference!$B$46,IF(AND($Y40=1, $V40=3),Reference!$B$49,0)))))))))),(IF($V40=0,0,IF($V40=1,Reference!$B$38,IF($V40=2,Reference!$B$39,IF($V40=3,Reference!$B$40,0))))))))","v":0},0,{"$f":"IF($AN40=1,(IF(AND($W40=1, $V40=1),Reference!$G$41,IF(AND($X40=1, $V40=1),Reference!$G$44,IF(AND($Y40=1, $V40=1),Reference!$G$42,IF(AND($W40=1, $V40=2),Reference!$G$42,IF(AND($X40=1, $V40=2),Reference!$G$45,IF(AND($Y40=1, $V40=2),Reference!$G$48,IF(AND($W40=1, $V40=3),Reference!$G$43,IF(AND($X40=1, $V40=3),Reference!$G$46,IF(AND($Y40=1, $V40=3),Reference!$G$49,0)))))))))),(IF($V40=0,0,IF($V40=1,Reference!$G$38,IF($V40=2,Reference!$G$39,IF($V40=3,Reference!$G$40,))))))","v":0},0,0,0,0,0,0,0,0,null,null,0,null,0,null,null,null,null,null,0,null,{"$f":"IF($A$2=\"UL\",(IF($Z40=1,(IF($C40=\"Standard\",(IF(OR($D40=\"VEP1\",$D40=\"VEP2\"),Reference!$B$140,IF(OR($D40=\"VES1\",$D40=\"VES2\"),Reference!$B$140,IF(OR($D40=\"VEU1\",$D40=\"VEU2\"),Reference!$B$141,0)))),IF($C40=\"Silent\",(IF(OR($D40=\"VEP1\",$D40=\"VEP2\"),Reference!$B$140,IF(OR($D40=\"VES1\",$D40=\"VES2\"),Reference!$B$140,IF(OR($D40=\"VEU1\",$D40=\"VEU2\"),Reference!$B$141,0)))),IF($C40=\"Freeze\",(IF(OR($D40=\"VEP1\",$D40=\"VEP2\"),Reference!$B$143,IF(OR($D40=\"VES1\",$D40=\"VES2\"),Reference!$B$143,IF(OR($D40=\"VEU1\",$D40=\"VEU2\"),Reference!$B$144,0)))),0)))),(IF($C40=\"Standard\",(IF(OR($D40=\"VEP1\",$D40=\"VEP2\"),Reference!$B$122,IF(OR($D40=\"VES1\",$D40=\"VES2\"),Reference!$B$122,IF(OR($D40=\"VEU1\",$D40=\"VEU2\"),Reference!$B$123,0)))),IF($C40=\"Silent\",(IF(OR($D40=\"VEP1\",$D40=\"VEP2\"),Reference!$B$122,IF(OR($D40=\"VES1\",$D40=\"VES2\"),Reference!$B$122,IF(OR($D40=\"VEU1\",$D40=\"VEU2\"),Reference!$B$123,0)))),IF($C40=\"Freeze\",(IF(OR($D40=\"VEP1\",$D40=\"VEP2\"),Reference!$B$140,IF(OR($D40=\"VES1\",$D40=\"VES2\"),Reference!$B$140,IF(OR($D40=\"VEU1\",$D40=\"VEU2\"),Reference!$B$141,0)))),0)))))),(IF($Z40=1,(IF($C40=\"Standard\",(IF(OR($D40=\"VEP1\",$D40=\"VEP2\"),Reference!$B$109,IF(OR($D40=\"VES1\",$D40=\"VES2\"),Reference!$B$110,IF(OR($D40=\"VEU1\",$D40=\"VEU2\"),Reference!$B$111,0)))),IF($C40=\"Silent\",(IF(OR($D40=\"VEP1\",$D40=\"VEP2\"),Reference!$B$109,IF(OR($D40=\"VES1\",$D40=\"VES2\"),Reference!$B$110,IF(OR($D40=\"VEU1\",$D40=\"VEU2\"),Reference!$B$111,0)))),IF($C40=\"Freeze\",(IF(OR($D40=\"VEP1\",$D40=\"VEP2\"),Reference!$B$112,IF(OR($D40=\"VES1\",$D40=\"VES2\"),Reference!$B$113,IF(OR($D40=\"VEU1\",$D40=\"VEU2\"),Reference!$B$114,0)))),0)))),(IF($C40=\"Standard\",(IF(OR($D40=\"VEP1\",$D40=\"VEP2\"),Reference!$B$91,IF(OR($D40=\"VES1\",$D40=\"VES2\"),Reference!$B$92,IF(OR($D40=\"VEU1\",$D40=\"VEU2\"),Reference!$B$93,0)))),IF($C40=\"Silent\",(IF(OR($D40=\"VEP1\",$D40=\"VEP2\"),Reference!$B$91,IF(OR($D40=\"VES1\",$D40=\"VES2\"),Reference!$B$92,IF(OR($D40=\"VEU1\",$D40=\"VEU2\"),Reference!$B$93,0)))),IF($C40=\"Freeze\",(IF(OR($D40=\"VEP1\",$D40=\"VEP2\"),Reference!$B$94,IF(OR($D40=\"VES1\",$D40=\"VES2\"),Reference!$B$95,IF(OR($D40=\"VEU1\",$D40=\"VEU2\"),Reference!$B$96,0)))),0)))))))","v":0},0,{"$f":"IF($A$2=\"UL\",(IF($Z40=1,(IF($C40=\"Standard\",(IF(OR($D40=\"VEP1\",$D40=\"VEP2\"),Reference!$C$140,IF(OR($D40=\"VES1\",$D40=\"VES2\"),Reference!$C$140,IF(OR($D40=\"VEU1\",$D40=\"VEU2\"),Reference!$C$141,0)))),IF($C40=\"Silent\",(IF(OR($D40=\"VEP1\",$D40=\"VEP2\"),Reference!$C$140,IF(OR($D40=\"VES1\",$D40=\"VES2\"),Reference!$C$140,IF(OR($D40=\"VEU1\",$D40=\"VEU2\"),Reference!$C$141,0)))),IF($C40=\"Freeze\",(IF(OR($D40=\"VEP1\",$D40=\"VEP2\"),Reference!$C$143,IF(OR($D40=\"VES1\",$D40=\"VES2\"),Reference!$C$143,IF(OR($D40=\"VEU1\",$D40=\"VEU2\"),Reference!$C$144,0)))),0)))),(IF($C40=\"Standard\",(IF(OR($D40=\"VEP1\",$D40=\"VEP2\"),Reference!$C$122,IF(OR($D40=\"VES1\",$D40=\"VES2\"),Reference!$C$122,IF(OR($D40=\"VEU1\",$D40=\"VEU2\"),Reference!$C$123,0)))),IF($C40=\"Silent\",(IF(OR($D40=\"VEP1\",$D40=\"VEP2\"),Reference!$C$122,IF(OR($D40=\"VES1\",$D40=\"VES2\"),Reference!$C$122,IF(OR($D40=\"VEU1\",$D40=\"VEU2\"),Reference!$C$123,0)))),IF($C40=\"Freeze\",(IF(OR($D40=\"VEP1\",$D40=\"VEP2\"),Reference!$C$140,IF(OR($D40=\"VES1\",$D40=\"VES2\"),Reference!$C$140,IF(OR($D40=\"VEU1\",$D40=\"VEU2\"),Reference!$C$141,0)))),0)))))),(IF($Z40=1,(IF($C40=\"Standard\",(IF(OR($D40=\"VEP1\",$D40=\"VEP2\"),Reference!$C$109,IF(OR($D40=\"VES1\",$D40=\"VES2\"),Reference!$C$110,IF(OR($D40=\"VEU1\",$D40=\"VEU2\"),Reference!$C$111,0)))),IF($C40=\"Silent\",(IF(OR($D40=\"VEP1\",$D40=\"VEP2\"),Reference!$C$109,IF(OR($D40=\"VES1\",$D40=\"VES2\"),Reference!$C$110,IF(OR($D40=\"VEU1\",$D40=\"VEU2\"),Reference!$C$111,0)))),IF($C40=\"Freeze\",(IF(OR($D40=\"VEP1\",$D40=\"VEP2\"),Reference!$C$112,IF(OR($D40=\"VES1\",$D40=\"VES2\"),Reference!$C$113,IF(OR($D40=\"VEU1\",$D40=\"VEU2\"),Reference!$C$114,0)))),0)))),(IF($C40=\"Standard\",(IF(OR($D40=\"VEP1\",$D40=\"VEP2\"),Reference!$C$91,IF(OR($D40=\"VES1\",$D40=\"VES2\"),Reference!$C$92,IF(OR($D40=\"VEU1\",$D40=\"VEU2\"),Reference!$C$93,0)))),IF($C40=\"Silent\",(IF(OR($D40=\"VEP1\",$D40=\"VEP2\"),Reference!$C$91,IF(OR($D40=\"VES1\",$D40=\"VES2\"),Reference!$C$92,IF(OR($D40=\"VEU1\",$D40=\"VEU2\"),Reference!$C$93,0)))),IF($C40=\"Freeze\",(IF(OR($D40=\"VEP1\",$D40=\"VEP2\"),Reference!$C$94,IF(OR($D40=\"VES1\",$D40=\"VES2\"),Reference!$C$95,IF(OR($D40=\"VEU1\",$D40=\"VEU2\"),Reference!$C$96,0)))),0)))))))","v":0},{"$f":"IF($A$2=\"UL\",(IF($Z40=1,(IF($C40=\"Standard\",(IF(OR($D40=\"VEP1\",$D40=\"VEP2\"),Reference!$D$140,IF(OR($D40=\"VES1\",$D40=\"VES2\"),Reference!$D$140,IF(OR($D40=\"VEU1\",$D40=\"VEU2\"),Reference!$D$141,0)))),IF($C40=\"Silent\",(IF(OR($D40=\"VEP1\",$D40=\"VEP2\"),Reference!$D$140,IF(OR($D40=\"VES1\",$D40=\"VES2\"),Reference!$D$140,IF(OR($D40=\"VEU1\",$D40=\"VEU2\"),Reference!$D$141,0)))),IF($C40=\"Freeze\",(IF(OR($D40=\"VEP1\",$D40=\"VEP2\"),Reference!$D$143,IF(OR($D40=\"VES1\",$D40=\"VES2\"),Reference!$D$143,IF(OR($D40=\"VEU1\",$D40=\"VEU2\"),Reference!$D$144,0)))),0)))),(IF($C40=\"Standard\",(IF(OR($D40=\"VEP1\",$D40=\"VEP2\"),Reference!$D$122,IF(OR($D40=\"VES1\",$D40=\"VES2\"),Reference!$D$122,IF(OR($D40=\"VEU1\",$D40=\"VEU2\"),Reference!$D$123,0)))),IF($C40=\"Silent\",(IF(OR($D40=\"VEP1\",$D40=\"VEP2\"),Reference!$D$122,IF(OR($D40=\"VES1\",$D40=\"VES2\"),Reference!$D$122,IF(OR($D40=\"VEU1\",$D40=\"VEU2\"),Reference!$D$123,0)))),IF($C40=\"Freeze\",(IF(OR($D40=\"VEP1\",$D40=\"VEP2\"),Reference!$D$140,IF(OR($D40=\"VES1\",$D40=\"VES2\"),Reference!$D$140,IF(OR($D40=\"VEU1\",$D40=\"VEU2\"),Reference!$D$141,0)))),0)))))),(IF($Z40=1,(IF($C40=\"Standard\",(IF(OR($D40=\"VEP1\",$D40=\"VEP2\"),Reference!$D$109,IF(OR($D40=\"VES1\",$D40=\"VES2\"),Reference!$D$110,IF(OR($D40=\"VEU1\",$D40=\"VEU2\"),Reference!$D$111,0)))),IF($C40=\"Silent\",(IF(OR($D40=\"VEP1\",$D40=\"VEP2\"),Reference!$D$109,IF(OR($D40=\"VES1\",$D40=\"VES2\"),Reference!$D$110,IF(OR($D40=\"VEU1\",$D40=\"VEU2\"),Reference!$D$111,0)))),IF($C40=\"Freeze\",(IF(OR($D40=\"VEP1\",$D40=\"VEP2\"),Reference!$D$112,IF(OR($D40=\"VES1\",$D40=\"VES2\"),Reference!$D$113,IF(OR($D40=\"VEU1\",$D40=\"VEU2\"),Reference!$D$114,0)))),0)))),(IF($C40=\"Standard\",(IF(OR($D40=\"VEP1\",$D40=\"VEP2\"),Reference!$D$91,IF(OR($D40=\"VES1\",$D40=\"VES2\"),Reference!$D$92,IF(OR($D40=\"VEU1\",$D40=\"VEU2\"),Reference!$D$93,0)))),IF($C40=\"Silent\",(IF(OR($D40=\"VEP1\",$D40=\"VEP2\"),Reference!$D$91,IF(OR($D40=\"VES1\",$D40=\"VES2\"),Reference!$D$92,IF(OR($D40=\"VEU1\",$D40=\"VEU2\"),Reference!$D$93,0)))),IF($C40=\"Freeze\",(IF(OR($D40=\"VEP1\",$D40=\"VEP2\"),Reference!$D$94,IF(OR($D40=\"VES1\",$D40=\"VES2\"),Reference!$D$95,IF(OR($D40=\"VEU1\",$D40=\"VEU2\"),Reference!$D$96,0)))),0)))))))","v":0},0,0,0,null,"No",0,0,0,0,{"$f":"IF(B40>0,(IF($BL40=1,IF($BN40=3,Reference!$C$194,IF($BN40=4,Reference!$C$196,IF($BN40=5,Reference!$C$198,0))),IF($BL40=2,IF($BN40=4,Reference!$C$195,IF($BN40=5,Reference!$C$197,IF($BN40=6,Reference!$C$199,0)))))),0)","v":0},{"$f":"IF(B40>0,(IF($BL40=1,IF($BN40=3,Reference!$D$194,IF($BN40=4,Reference!$D$196,IF($BN40=5,Reference!$D$198,0))),IF($BL40=2,IF($BN40=4,Reference!$D$195,IF($BN40=5,Reference!$D$197,IF($BN40=6,Reference!$D$199,0)))))),0)","v":0},{"$f":"IF(B40>0,(IF($BL40=1,IF($BN40=3,Reference!$E$194,IF($BN40=4,Reference!$E$196,IF($BN40=5,Reference!$E$198,0))),IF($BL40=2,IF($BN40=4,Reference!$E$195,IF($BN40=5,Reference!$E$197,IF($BN40=6,Reference!$E$199,0)))))),0)","v":0},0,0,null,{"$f":"IF($BS40=1,(IF($BT40=\"NU2\",Reference!$B$221,IF($BT40=\"NU2D\",Reference!$B$222,IF($BT40=\"NU5N\",Reference!$B$223,IF($BT40=\"NU5DN\",Reference!$B$224,IF($BT40=\"NU5DOData\",Reference!$B$225,IF($BT40=\"NU5DOFD\",Reference!$B$227,IF($BT40=\"NU5DF\",Reference!$B$226,\"\")))))))),0)","v":0},{"$f":"IF($BS40=1,(IF($BT40=\"NU2\",Reference!$D$221,IF($BT40=\"NU2D\",Reference!$D$222,IF($BT40=\"NU5N\",Reference!$D$223,IF($BT40=\"NU5DN\",Reference!$D$224,IF($BT40=\"NU5DOData\",Reference!$D$225,IF($BT40=\"NU5DOFD\",Reference!$D$227,IF($BT40=\"NU5DF\",Reference!$D$226,\"\")))))))),0)","v":0},{"$f":"IF($BS40=1,(IF($BT40=\"NU2\",Reference!$E$221,IF($BT40=\"NU2D\",Reference!$E$222,IF($BT40=\"NU5N\",Reference!$E$223,IF($BT40=\"NU5DN\",Reference!$E$224,IF($BT40=\"NU5DOData\",Reference!$E$225,IF($BT40=\"NU5DOFD\",Reference!$E$227,IF($BT40=\"NU5DF\",Reference!$E$226,\"\")))))))),0)","v":0},null,null,{"$f":"IF($BY40=\"AD-10-1960\",Reference!$G$232,IF($BY40=\"AD-10-1963\",Reference!$G$233,IF($BY40=\"AD-10-1966\",Reference!$G$237,IF($BY40=\"AD-10-1975\",Reference!$G$237,IF($BY40=\"AD-10-1980\",Reference!$G$238,\"\")))))","v":""},{"$f":"IF($BY40=\"AD-10-1960\",Reference!$F$232,IF($BY40=\"AD-10-1963\",Reference!$F$233,IF($BY40=\"AD-10-1966\",Reference!$F$237,IF($BY40=\"AD-10-1975\",Reference!$F$237,IF($BY40=\"AD-10-1980\",Reference!$F$238,\"\")))))","v":""},{"$f":"IF($BY40=\"AD-10-1960\",Reference!$E$232,IF($BY40=\"AD-10-1963\",Reference!$E$233,IF($BY40=\"AD-10-1966\",Reference!$E$237,IF($BY40=\"AD-10-1975\",Reference!$E$237,IF($BY40=\"AD-10-1980\",Reference!$E$238,\"\")))))","v":""},0,{"$f":"(IF($F40>0,(IF($CC40=\"AD-05-5400\",'Battery Consumption'!$D$5,IF($CC40=\"AD-05-5410\",'Battery Consumption'!$D$6,IF($CC40=\"AD-05-5405\",'Battery Consumption'!$D$7,IF($CC40=\"AD-05-5415\",'Battery Consumption'!$D$8,IF($CC40=\"AD-05-5425\",'Battery Consumption'!$D$9,IF($CC40=\"AD-05-5420\",'Battery Consumption'!$D$10,IF($CC40=\"AD-05-5430\",'Battery Consumption'!$D$11,IF($CC40=\"AD-05-5440\",'Battery Consumption'!$D$12,IF($CC40=\"AD-05-5435\",'Battery Consumption'!$D$13,IF($CC40=\"AD-05-5445\",'Battery Consumption'!$D$14,IF($CC40=\"AD-05-5455\",'Battery Consumption'!$D$15,IF($CC40=\"AD-05-5450\",'Battery Consumption'!$D$16,IF($CC40=\"AD-05-5460\",'Battery Consumption'!$D$17,IF($CC40=\"AD-05-5465\",'Battery Consumption'!$D$18,IF($CC40=\"AD-05-5470\",'Battery Consumption'!$D$19,IF($CC40=\"AD-05-5401\",'Battery Consumption'!$D$20,IF($CC40=\"AD-05-5413\",'Battery Consumption'!$D$21,IF($CC40=\"AD-05-5406\",'Battery Consumption'!$D$22,IF($CC40=\"AD-05-5416\",'Battery Consumption'!$D$23,IF($CC40=\"AD-05-5426\",'Battery Consumption'!$D$24,IF($CC40=\"AD-05-5421\",'Battery Consumption'!$D$25,IF($CC40=\"AD-05-5432\",'Battery Consumption'!$D$26,IF($CC40=\"AD-05-5441\",'Battery Consumption'!$D$27,IF($CC40=\"AD-05-5437\",'Battery Consumption'!$D$28,IF($CC40=\"AD-05-5446\",'Battery Consumption'!$D$29,IF($CC40=\"AD-05-5456\",'Battery Consumption'!$D$30,IF($CC40=\"AD-05-5451\",'Battery Consumption'!$D$31,IF($CC40=\"AD-05-5461\",'Battery Consumption'!$D$32,IF($CC40=\"AD-05-5471\",'Battery Consumption'!$D$33,IF($CC40=\"AD-05-5466\",'Battery Consumption'!$D$34,0))))))))))))))))))))))))))))))),0))","v":0},0,{"$f":"(IF($F40>0,(IF($CC40=\"AD-05-5400\",'Battery Consumption'!$E$5,IF($CC40=\"AD-05-5410\",'Battery Consumption'!$E$6,IF($CC40=\"AD-05-5405\",'Battery Consumption'!$E$7,IF($CC40=\"AD-05-5415\",'Battery Consumption'!$E$8,IF($CC40=\"AD-05-5425\",'Battery Consumption'!$E$9,IF($CC40=\"AD-05-5420\",'Battery Consumption'!$E$10,IF($CC40=\"AD-05-5430\",'Battery Consumption'!$E$11,IF($CC40=\"AD-05-5440\",'Battery Consumption'!$E$12,IF($CC40=\"AD-05-5435\",'Battery Consumption'!$E$13,IF($CC40=\"AD-05-5445\",'Battery Consumption'!$E$14,IF($CC40=\"AD-05-5455\",'Battery Consumption'!$E$15,IF($CC40=\"AD-05-5450\",'Battery Consumption'!$E$16,IF($CC40=\"AD-05-5460\",'Battery Consumption'!$E$17,IF($CC40=\"AD-05-5465\",'Battery Consumption'!$E$18,IF($CC40=\"AD-05-5470\",'Battery Consumption'!$E$19,IF($CC40=\"AD-05-5401\",'Battery Consumption'!$E$20,IF($CC40=\"AD-05-5413\",'Battery Consumption'!$E$21,IF($CC40=\"AD-05-5406\",'Battery Consumption'!$E$22,IF($CC40=\"AD-05-5416\",'Battery Consumption'!$E$23,IF($CC40=\"AD-05-5426\",'Battery Consumption'!$E$24,IF($CC40=\"AD-05-5421\",'Battery Consumption'!$E$25,IF($CC40=\"AD-05-5432\",'Battery Consumption'!$E$26,IF($CC40=\"AD-05-5441\",'Battery Consumption'!$E$27,IF($CC40=\"AD-05-5437\",'Battery Consumption'!$E$28,IF($CC40=\"AD-05-5446\",'Battery Consumption'!$E$29,IF($CC40=\"AD-05-5456\",'Battery Consumption'!$E$30,IF($CC40=\"AD-05-5451\",'Battery Consumption'!$E$31,IF($CC40=\"AD-05-5461\",'Battery Consumption'!$E$32,IF($CC40=\"AD-05-5471\",'Battery Consumption'!$E$33,IF($CC40=\"AD-05-5466\",'Battery Consumption'!$E$34,0))))))))))))))))))))))))))))))),0))","v":0},0,0,{"$f":"IF($F40>0,(IF($CH40<12,Reference!$J$259,IF($CH40<24,Reference!$J$260,IF($CH40<65,Reference!$J$260,\"Get your own\")))),0)","v":0},{"$f":"IF($F40>0,(IF($CH40<12,Reference!$F$259,IF($CH40<24,Reference!$F$260,IF($CH40<65,Reference!$F$260,\"Get your own\")))),0)","v":0},{"$f":"IF($F40>0,(IF($CH40<12,Reference!$H$259,IF($CH40<24,Reference!$H$260,IF($CH40<65,Reference!$H$260,\"Get your own\")))),0)","v":0},null,null,null,"AD-05-5406","ProSens UL Freeze -TP1",0,"UL"]
[37,null,null,0,{"$f":"IF(B41=\"VEP-A00-1P\",+Reference!$C$15,IF(B41=\"VEP-A00-P-1P\",+Reference!$C$16,IF(B41=\"VEP-A00-P-2P\",+Reference!$C$17,IF(B41=\"VEP-A00-P-3P\",+Reference!$C$18,IF(B41=\"VEP-A00-P-4P\",+Reference!$C$19,IF(B41=\"VES-A00-P-1P\",+Reference!$C$20,IF(B41=\"VES-A00-P-2P\",+Reference!$C$21,IF(B41=\"VES-A00-P-3P\",+Reference!$C$22,IF(B41=\"VES-A00-P-4P\",+Reference!$C$23,IF(B41=\"VEU-A00-P-1P\",+Reference!$C$24,IF(B41=\"VEU-A00-P-2P\",+Reference!$C$25,IF(B41=\"VEU-A00-P-3P\",+Reference!$C$26,IF(B41=\"VEU-A00-P-4P\",+Reference!$C$27,IF(B41=\"To Select\",\"Pending\",0))))))))))))))","v":0},null,0,null,null,null,null,null,null,null,null,null,null,null,null,null,null,null,null,null,null,null,0,null,null,{"$f":"IF($A$2=\"UL\",(IF($AN41=1,(IF(AND($W41=1, $V41=1),Reference!$C$56,IF(AND($X41=1, $V41=1),Reference!$C$59,IF(AND($Y41=1, $V41=1),Reference!$C$57,IF(AND($W41=1, $V41=2),Reference!$C$57,IF(AND($X41=1, $V41=2),Reference!$C$60,IF(AND($Y41=1, $V41=2),Reference!$C$63,IF(AND($W41=1, $V41=3),Reference!$C$58,IF(AND($X41=1, $V41=3),Reference!$C$61,IF(AND($Y41=1, $V41=3),Reference!$C$64,0)))))))))),(IF($V41=0,0,IF($V41=1,Reference!$C$53,IF($V41=2,Reference!$C$54,IF($V41=3,Reference!$C$55,0))))))),(IF($AN41=1,(IF(AND($W41=1, $V41=1),Reference!$C$41,IF(AND($X41=1, $V41=1),Reference!$C$44,IF(AND($Y41=1, $V41=1),Reference!$C$42,IF(AND($W41=1, $V41=2),Reference!$C$42,IF(AND($X41=1, $V41=2),Reference!$C$45,IF(AND($Y41=1, $V41=2),Reference!$C$48,IF(AND($W41=1, $V41=3),Reference!$C$43,IF(AND($X41=1, $V41=3),Reference!$C$46,IF(AND($Y41=1, $V41=3),Reference!$C$49,0)))))))))),(IF($V41=0,0,IF($V41=1,Reference!$C$38,IF($V41=2,Reference!$C$39,IF($V41=3,Reference!$C$40,0))))))))","v":0},{"$f":"IF($A$2=\"UL\",(IF($AN41=1,(IF(AND($W41=1, $V41=1),Reference!$B$56,IF(AND($X41=1, $V41=1),Reference!$B$59,IF(AND($Y41=1, $V41=1),Reference!$B$57,IF(AND($W41=1, $V41=2),Reference!$B$57,IF(AND($X41=1, $V41=2),Reference!$B$60,IF(AND($Y41=1, $V41=2),Reference!$B$63,IF(AND($W41=1, $V41=3),Reference!$B$58,IF(AND($X41=1, $V41=3),Reference!$B$61,IF(AND($Y41=1, $V41=3),Reference!$B$64,0)))))))))),(IF($V41=0,0,IF($V41=1,Reference!$B$53,IF($V41=2,Reference!$B$54,IF($V41=3,Reference!$B$55,0))))))),(IF($AN41=1,(IF(AND($W41=1, $V41=1),Reference!$B$41,IF(AND($X41=1, $V41=1),Reference!$B$44,IF(AND($Y41=1, $V41=1),Reference!$B$42,IF(AND($W41=1, $V41=2),Reference!$B$42,IF(AND($X41=1, $V41=2),Reference!$B$45,IF(AND($Y41=1, $V41=2),Reference!$B$48,IF(AND($W41=1, $V41=3),Reference!$B$43,IF(AND($X41=1, $V41=3),Reference!$B$46,IF(AND($Y41=1, $V41=3),Reference!$B$49,0)))))))))),(IF($V41=0,0,IF($V41=1,Reference!$B$38,IF($V41=2,Reference!$B$39,IF($V41=3,Reference!$B$40,0))))))))","v":0},0,{"$f":"IF($AN41=1,(IF(AND($W41=1, $V41=1),Reference!$G$41,IF(AND($X41=1, $V41=1),Reference!$G$44,IF(AND($Y41=1, $V41=1),Reference!$G$42,IF(AND($W41=1, $V41=2),Reference!$G$42,IF(AND($X41=1, $V41=2),Reference!$G$45,IF(AND($Y41=1, $V41=2),Reference!$G$48,IF(AND($W41=1, $V41=3),Reference!$G$43,IF(AND($X41=1, $V41=3),Reference!$G$46,IF(AND($Y41=1, $V41=3),Reference!$G$49,0)))))))))),(IF($V41=0,0,IF($V41=1,Reference!$G$38,IF($V41=2,Reference!$G$39,IF($V41=3,Reference!$G$40,))))))","v":0},0,0,0,0,0,0,0,0,null,null,0,null,0,null,null,null,null,null,0,null,{"$f":"IF($A$2=\"UL\",(IF($Z41=1,(IF($C41=\"Standard\",(IF(OR($D41=\"VEP1\",$D41=\"VEP2\"),Reference!$B$140,IF(OR($D41=\"VES1\",$D41=\"VES2\"),Reference!$B$140,IF(OR($D41=\"VEU1\",$D41=\"VEU2\"),Reference!$B$141,0)))),IF($C41=\"Silent\",(IF(OR($D41=\"VEP1\",$D41=\"VEP2\"),Reference!$B$140,IF(OR($D41=\"VES1\",$D41=\"VES2\"),Reference!$B$140,IF(OR($D41=\"VEU1\",$D41=\"VEU2\"),Reference!$B$141,0)))),IF($C41=\"Freeze\",(IF(OR($D41=\"VEP1\",$D41=\"VEP2\"),Reference!$B$143,IF(OR($D41=\"VES1\",$D41=\"VES2\"),Reference!$B$143,IF(OR($D41=\"VEU1\",$D41=\"VEU2\"),Reference!$B$144,0)))),0)))),(IF($C41=\"Standard\",(IF(OR($D41=\"VEP1\",$D41=\"VEP2\"),Reference!$B$122,IF(OR($D41=\"VES1\",$D41=\"VES2\"),Reference!$B$122,IF(OR($D41=\"VEU1\",$D41=\"VEU2\"),Reference!$B$123,0)))),IF($C41=\"Silent\",(IF(OR($D41=\"VEP1\",$D41=\"VEP2\"),Reference!$B$122,IF(OR($D41=\"VES1\",$D41=\"VES2\"),Reference!$B$122,IF(OR($D41=\"VEU1\",$D41=\"VEU2\"),Reference!$B$123,0)))),IF($C41=\"Freeze\",(IF(OR($D41=\"VEP1\",$D41=\"VEP2\"),Reference!$B$140,IF(OR($D41=\"VES1\",$D41=\"VES2\"),Reference!$B$140,IF(OR($D41=\"VEU1\",$D41=\"VEU2\"),Reference!$B$141,0)))),0)))))),(IF($Z41=1,(IF($C41=\"Standard\",(IF(OR($D41=\"VEP1\",$D41=\"VEP2\"),Reference!$B$109,IF(OR($D41=\"VES1\",$D41=\"VES2\"),Reference!$B$110,IF(OR($D41=\"VEU1\",$D41=\"VEU2\"),Reference!$B$111,0)))),IF($C41=\"Silent\",(IF(OR($D41=\"VEP1\",$D41=\"VEP2\"),Reference!$B$109,IF(OR($D41=\"VES1\",$D41=\"VES2\"),Reference!$B$110,IF(OR($D41=\"VEU1\",$D41=\"VEU2\"),Reference!$B$111,0)))),IF($C41=\"Freeze\",(IF(OR($D41=\"VEP1\",$D41=\"VEP2\"),Reference!$B$112,IF(OR($D41=\"VES1\",$D41=\"VES2\"),Reference!$B$113,IF(OR($D41=\"VEU1\",$D41=\"VEU2\"),Reference!$B$114,0)))),0)))),(IF($C41=\"Standard\",(IF(OR($D41=\"VEP1\",$D41=\"VEP2\"),Reference!$B$91,IF(OR($D41=\"VES1\",$D41=\"VES2\"),Reference!$B$92,IF(OR($D41=\"VEU1\",$D41=\"VEU2\"),Reference!$B$93,0)))),IF($C41=\"Silent\",(IF(OR($D41=\"VEP1\",$D41=\"VEP2\"),Reference!$B$91,IF(OR($D41=\"VES1\",$D41=\"VES2\"),Reference!$B$92,IF(OR($D41=\"VEU1\",$D41=\"VEU2\"),Reference!$B$93,0)))),IF($C41=\"Freeze\",(IF(OR($D41=\"VEP1\",$D41=\"VEP2\"),Reference!$B$94,IF(OR($D41=\"VES1\",$D41=\"VES2\"),Reference!$B$95,IF(OR($D41=\"VEU1\",$D41=\"VEU2\"),Reference!$B$96,0)))),0)))))))","v":0},0,{"$f":"IF($A$2=\"UL\",(IF($Z41=1,(IF($C41=\"Standard\",(IF(OR($D41=\"VEP1\",$D41=\"VEP2\"),Reference!$C$140,IF(OR($D41=\"VES1\",$D41=\"VES2\"),Reference!$C$140,IF(OR($D41=\"VEU1\",$D41=\"VEU2\"),Reference!$C$141,0)))),IF($C41=\"Silent\",(IF(OR($D41=\"VEP1\",$D41=\"VEP2\"),Reference!$C$140,IF(OR($D41=\"VES1\",$D41=\"VES2\"),Reference!$C$140,IF(OR($D41=\"VEU1\",$D41=\"VEU2\"),Reference!$C$141,0)))),IF($C41=\"Freeze\",(IF(OR($D41=\"VEP1\",$D41=\"VEP2\"),Reference!$C$143,IF(OR($D41=\"VES1\",$D41=\"VES2\"),Reference!$C$143,IF(OR($D41=\"VEU1\",$D41=\"VEU2\"),Reference!$C$144,0)))),0)))),(IF($C41=\"Standard\",(IF(OR($D41=\"VEP1\",$D41=\"VEP2\"),Reference!$C$122,IF(OR($D41=\"VES1\",$D41=\"VES2\"),Reference!$C$122,IF(OR($D41=\"VEU1\",$D41=\"VEU2\"),Reference!$C$123,0)))),IF($C41=\"Silent\",(IF(OR($D41=\"VEP1\",$D41=\"VEP2\"),Reference!$C$122,IF(OR($D41=\"VES1\",$D41=\"VES2\"),Reference!$C$122,IF(OR($D41=\"VEU1\",$D41=\"VEU2\"),Reference!$C$123,0)))),IF($C41=\"Freeze\",(IF(OR($D41=\"VEP1\",$D41=\"VEP2\"),Reference!$C$140,IF(OR($D41=\"VES1\",$D41=\"VES2\"),Reference!$C$140,IF(OR($D41=\"VEU1\",$D41=\"VEU2\"),Reference!$C$141,0)))),0)))))),(IF($Z41=1,(IF($C41=\"Standard\",(IF(OR($D41=\"VEP1\",$D41=\"VEP2\"),Reference!$C$109,IF(OR($D41=\"VES1\",$D41=\"VES2\"),Reference!$C$110,IF(OR($D41=\"VEU1\",$D41=\"VEU2\"),Reference!$C$111,0)))),IF($C41=\"Silent\",(IF(OR($D41=\"VEP1\",$D41=\"VEP2\"),Reference!$C$109,IF(OR($D41=\"VES1\",$D41=\"VES2\"),Reference!$C$110,IF(OR($D41=\"VEU1\",$D41=\"VEU2\"),Reference!$C$111,0)))),IF($C41=\"Freeze\",(IF(OR($D41=\"VEP1\",$D41=\"VEP2\"),Reference!$C$112,IF(OR($D41=\"VES1\",$D41=\"VES2\"),Reference!$C$113,IF(OR($D41=\"VEU1\",$D41=\"VEU2\"),Reference!$C$114,0)))),0)))),(IF($C41=\"Standard\",(IF(OR($D41=\"VEP1\",$D41=\"VEP2\"),Reference!$C$91,IF(OR($D41=\"VES1\",$D41=\"VES2\"),Reference!$C$92,IF(OR($D41=\"VEU1\",$D41=\"VEU2\"),Reference!$C$93,0)))),IF($C41=\"Silent\",(IF(OR($D41=\"VEP1\",$D41=\"VEP2\"),Reference!$C$91,IF(OR($D41=\"VES1\",$D41=\"VES2\"),Reference!$C$92,IF(OR($D41=\"VEU1\",$D41=\"VEU2\"),Reference!$C$93,0)))),IF($C41=\"Freeze\",(IF(OR($D41=\"VEP1\",$D41=\"VEP2\"),Reference!$C$94,IF(OR($D41=\"VES1\",$D41=\"VES2\"),Reference!$C$95,IF(OR($D41=\"VEU1\",$D41=\"VEU2\"),Reference!$C$96,0)))),0)))))))","v":0},{"$f":"IF($A$2=\"UL\",(IF($Z41=1,(IF($C41=\"Standard\",(IF(OR($D41=\"VEP1\",$D41=\"VEP2\"),Reference!$D$140,IF(OR($D41=\"VES1\",$D41=\"VES2\"),Reference!$D$140,IF(OR($D41=\"VEU1\",$D41=\"VEU2\"),Reference!$D$141,0)))),IF($C41=\"Silent\",(IF(OR($D41=\"VEP1\",$D41=\"VEP2\"),Reference!$D$140,IF(OR($D41=\"VES1\",$D41=\"VES2\"),Reference!$D$140,IF(OR($D41=\"VEU1\",$D41=\"VEU2\"),Reference!$D$141,0)))),IF($C41=\"Freeze\",(IF(OR($D41=\"VEP1\",$D41=\"VEP2\"),Reference!$D$143,IF(OR($D41=\"VES1\",$D41=\"VES2\"),Reference!$D$143,IF(OR($D41=\"VEU1\",$D41=\"VEU2\"),Reference!$D$144,0)))),0)))),(IF($C41=\"Standard\",(IF(OR($D41=\"VEP1\",$D41=\"VEP2\"),Reference!$D$122,IF(OR($D41=\"VES1\",$D41=\"VES2\"),Reference!$D$122,IF(OR($D41=\"VEU1\",$D41=\"VEU2\"),Reference!$D$123,0)))),IF($C41=\"Silent\",(IF(OR($D41=\"VEP1\",$D41=\"VEP2\"),Reference!$D$122,IF(OR($D41=\"VES1\",$D41=\"VES2\"),Reference!$D$122,IF(OR($D41=\"VEU1\",$D41=\"VEU2\"),Reference!$D$123,0)))),IF($C41=\"Freeze\",(IF(OR($D41=\"VEP1\",$D41=\"VEP2\"),Reference!$D$140,IF(OR($D41=\"VES1\",$D41=\"VES2\"),Reference!$D$140,IF(OR($D41=\"VEU1\",$D41=\"VEU2\"),Reference!$D$141,0)))),0)))))),(IF($Z41=1,(IF($C41=\"Standard\",(IF(OR($D41=\"VEP1\",$D41=\"VEP2\"),Reference!$D$109,IF(OR($D41=\"VES1\",$D41=\"VES2\"),Reference!$D$110,IF(OR($D41=\"VEU1\",$D41=\"VEU2\"),Reference!$D$111,0)))),IF($C41=\"Silent\",(IF(OR($D41=\"VEP1\",$D41=\"VEP2\"),Reference!$D$109,IF(OR($D41=\"VES1\",$D41=\"VES2\"),Reference!$D$110,IF(OR($D41=\"VEU1\",$D41=\"VEU2\"),Reference!$D$111,0)))),IF($C41=\"Freeze\",(IF(OR($D41=\"VEP1\",$D41=\"VEP2\"),Reference!$D$112,IF(OR($D41=\"VES1\",$D41=\"VES2\"),Reference!$D$113,IF(OR($D41=\"VEU1\",$D41=\"VEU2\"),Reference!$D$114,0)))),0)))),(IF($C41=\"Standard\",(IF(OR($D41=\"VEP1\",$D41=\"VEP2\"),Reference!$D$91,IF(OR($D41=\"VES1\",$D41=\"VES2\"),Reference!$D$92,IF(OR($D41=\"VEU1\",$D41=\"VEU2\"),Reference!$D$93,0)))),IF($C41=\"Silent\",(IF(OR($D41=\"VEP1\",$D41=\"VEP2\"),Reference!$D$91,IF(OR($D41=\"VES1\",$D41=\"VES2\"),Reference!$D$92,IF(OR($D41=\"VEU1\",$D41=\"VEU2\"),Reference!$D$93,0)))),IF($C41=\"Freeze\",(IF(OR($D41=\"VEP1\",$D41=\"VEP2\"),Reference!$D$94,IF(OR($D41=\"VES1\",$D41=\"VES2\"),Reference!$D$95,IF(OR($D41=\"VEU1\",$D41=\"VEU2\"),Reference!$D$96,0)))),0)))))))","v":0},0,0,0,null,"No",0,0,0,0,{"$f":"IF(B41>0,(IF($BL41=1,IF($BN41=3,Reference!$C$194,IF($BN41=4,Reference!$C$196,IF($BN41=5,Reference!$C$198,0))),IF($BL41=2,IF($BN41=4,Reference!$C$195,IF($BN41=5,Reference!$C$197,IF($BN41=6,Reference!$C$199,0)))))),0)","v":0},{"$f":"IF(B41>0,(IF($BL41=1,IF($BN41=3,Reference!$D$194,IF($BN41=4,Reference!$D$196,IF($BN41=5,Reference!$D$198,0))),IF($BL41=2,IF($BN41=4,Reference!$D$195,IF($BN41=5,Reference!$D$197,IF($BN41=6,Reference!$D$199,0)))))),0)","v":0},{"$f":"IF(B41>0,(IF($BL41=1,IF($BN41=3,Reference!$E$194,IF($BN41=4,Reference!$E$196,IF($BN41=5,Reference!$E$198,0))),IF($BL41=2,IF($BN41=4,Reference!$E$195,IF($BN41=5,Reference!$E$197,IF($BN41=6,Reference!$E$199,0)))))),0)","v":0},0,0,null,{"$f":"IF($BS41=1,(IF($BT41=\"NU2\",Reference!$B$221,IF($BT41=\"NU2D\",Reference!$B$222,IF($BT41=\"NU5N\",Reference!$B$223,IF($BT41=\"NU5DN\",Reference!$B$224,IF($BT41=\"NU5DOData\",Reference!$B$225,IF($BT41=\"NU5DOFD\",Reference!$B$227,IF($BT41=\"NU5DF\",Reference!$B$226,\"\")))))))),0)","v":0},{"$f":"IF($BS41=1,(IF($BT41=\"NU2\",Reference!$D$221,IF($BT41=\"NU2D\",Reference!$D$222,IF($BT41=\"NU5N\",Reference!$D$223,IF($BT41=\"NU5DN\",Reference!$D$224,IF($BT41=\"NU5DOData\",Reference!$D$225,IF($BT41=\"NU5DOFD\",Reference!$D$227,IF($BT41=\"NU5DF\",Reference!$D$226,\"\")))))))),0)","v":0},{"$f":"IF($BS41=1,(IF($BT41=\"NU2\",Reference!$E$221,IF($BT41=\"NU2D\",Reference!$E$222,IF($BT41=\"NU5N\",Reference!$E$223,IF($BT41=\"NU5DN\",Reference!$E$224,IF($BT41=\"NU5DOData\",Reference!$E$225,IF($BT41=\"NU5DOFD\",Reference!$E$227,IF($BT41=\"NU5DF\",Reference!$E$226,\"\")))))))),0)","v":0},null,null,{"$f":"IF($BY41=\"AD-10-1960\",Reference!$G$232,IF($BY41=\"AD-10-1963\",Reference!$G$233,IF($BY41=\"AD-10-1966\",Reference!$G$237,IF($BY41=\"AD-10-1975\",Reference!$G$237,IF($BY41=\"AD-10-1980\",Reference!$G$238,\"\")))))","v":""},{"$f":"IF($BY41=\"AD-10-1960\",Reference!$F$232,IF($BY41=\"AD-10-1963\",Reference!$F$233,IF($BY41=\"AD-10-1966\",Reference!$F$237,IF($BY41=\"AD-10-1975\",Reference!$F$237,IF($BY41=\"AD-10-1980\",Reference!$F$238,\"\")))))","v":""},{"$f":"IF($BY41=\"AD-10-1960\",Reference!$E$232,IF($BY41=\"AD-10-1963\",Reference!$E$233,IF($BY41=\"AD-10-1966\",Reference!$E$237,IF($BY41=\"AD-10-1975\",Reference!$E$237,IF($BY41=\"AD-10-1980\",Reference!$E$238,\"\")))))","v":""},0,{"$f":"(IF($F41>0,(IF($CC41=\"AD-05-5400\",'Battery Consumption'!$D$5,IF($CC41=\"AD-05-5410\",'Battery Consumption'!$D$6,IF($CC41=\"AD-05-5405\",'Battery Consumption'!$D$7,IF($CC41=\"AD-05-5415\",'Battery Consumption'!$D$8,IF($CC41=\"AD-05-5425\",'Battery Consumption'!$D$9,IF($CC41=\"AD-05-5420\",'Battery Consumption'!$D$10,IF($CC41=\"AD-05-5430\",'Battery Consumption'!$D$11,IF($CC41=\"AD-05-5440\",'Battery Consumption'!$D$12,IF($CC41=\"AD-05-5435\",'Battery Consumption'!$D$13,IF($CC41=\"AD-05-5445\",'Battery Consumption'!$D$14,IF($CC41=\"AD-05-5455\",'Battery Consumption'!$D$15,IF($CC41=\"AD-05-5450\",'Battery Consumption'!$D$16,IF($CC41=\"AD-05-5460\",'Battery Consumption'!$D$17,IF($CC41=\"AD-05-5465\",'Battery Consumption'!$D$18,IF($CC41=\"AD-05-5470\",'Battery Consumption'!$D$19,IF($CC41=\"AD-05-5401\",'Battery Consumption'!$D$20,IF($CC41=\"AD-05-5413\",'Battery Consumption'!$D$21,IF($CC41=\"AD-05-5406\",'Battery Consumption'!$D$22,IF($CC41=\"AD-05-5416\",'Battery Consumption'!$D$23,IF($CC41=\"AD-05-5426\",'Battery Consumption'!$D$24,IF($CC41=\"AD-05-5421\",'Battery Consumption'!$D$25,IF($CC41=\"AD-05-5432\",'Battery Consumption'!$D$26,IF($CC41=\"AD-05-5441\",'Battery Consumption'!$D$27,IF($CC41=\"AD-05-5437\",'Battery Consumption'!$D$28,IF($CC41=\"AD-05-5446\",'Battery Consumption'!$D$29,IF($CC41=\"AD-05-5456\",'Battery Consumption'!$D$30,IF($CC41=\"AD-05-5451\",'Battery Consumption'!$D$31,IF($CC41=\"AD-05-5461\",'Battery Consumption'!$D$32,IF($CC41=\"AD-05-5471\",'Battery Consumption'!$D$33,IF($CC41=\"AD-05-5466\",'Battery Consumption'!$D$34,0))))))))))))))))))))))))))))))),0))","v":0},0,{"$f":"(IF($F41>0,(IF($CC41=\"AD-05-5400\",'Battery Consumption'!$E$5,IF($CC41=\"AD-05-5410\",'Battery Consumption'!$E$6,IF($CC41=\"AD-05-5405\",'Battery Consumption'!$E$7,IF($CC41=\"AD-05-5415\",'Battery Consumption'!$E$8,IF($CC41=\"AD-05-5425\",'Battery Consumption'!$E$9,IF($CC41=\"AD-05-5420\",'Battery Consumption'!$E$10,IF($CC41=\"AD-05-5430\",'Battery Consumption'!$E$11,IF($CC41=\"AD-05-5440\",'Battery Consumption'!$E$12,IF($CC41=\"AD-05-5435\",'Battery Consumption'!$E$13,IF($CC41=\"AD-05-5445\",'Battery Consumption'!$E$14,IF($CC41=\"AD-05-5455\",'Battery Consumption'!$E$15,IF($CC41=\"AD-05-5450\",'Battery Consumption'!$E$16,IF($CC41=\"AD-05-5460\",'Battery Consumption'!$E$17,IF($CC41=\"AD-05-5465\",'Battery Consumption'!$E$18,IF($CC41=\"AD-05-5470\",'Battery Consumption'!$E$19,IF($CC41=\"AD-05-5401\",'Battery Consumption'!$E$20,IF($CC41=\"AD-05-5413\",'Battery Consumption'!$E$21,IF($CC41=\"AD-05-5406\",'Battery Consumption'!$E$22,IF($CC41=\"AD-05-5416\",'Battery Consumption'!$E$23,IF($CC41=\"AD-05-5426\",'Battery Consumption'!$E$24,IF($CC41=\"AD-05-5421\",'Battery Consumption'!$E$25,IF($CC41=\"AD-05-5432\",'Battery Consumption'!$E$26,IF($CC41=\"AD-05-5441\",'Battery Consumption'!$E$27,IF($CC41=\"AD-05-5437\",'Battery Consumption'!$E$28,IF($CC41=\"AD-05-5446\",'Battery Consumption'!$E$29,IF($CC41=\"AD-05-5456\",'Battery Consumption'!$E$30,IF($CC41=\"AD-05-5451\",'Battery Consumption'!$E$31,IF($CC41=\"AD-05-5461\",'Battery Consumption'!$E$32,IF($CC41=\"AD-05-5471\",'Battery Consumption'!$E$33,IF($CC41=\"AD-05-5466\",'Battery Consumption'!$E$34,0))))))))))))))))))))))))))))))),0))","v":0},0,0,{"$f":"IF($F41>0,(IF($CH41<12,Reference!$J$259,IF($CH41<24,Reference!$J$260,IF($CH41<65,Reference!$J$260,\"Get your own\")))),0)","v":0},{"$f":"IF($F41>0,(IF($CH41<12,Reference!$F$259,IF($CH41<24,Reference!$F$260,IF($CH41<65,Reference!$F$260,\"Get your own\")))),0)","v":0},{"$f":"IF($F41>0,(IF($CH41<12,Reference!$H$259,IF($CH41<24,Reference!$H$260,IF($CH41<65,Reference!$H$260,\"Get your own\")))),0)","v":0},null,null,null,"AD-05-5416","Net-ProSens UL Standard-TP3",0,"UL"]
[38,null,null,0,{"$f":"IF(B42=\"VEP-A00-1P\",+Reference!$C$15,IF(B42=\"VEP-A00-P-1P\",+Reference!$C$16,IF(B42=\"VEP-A00-P-2P\",+Reference!$C$17,IF(B42=\"VEP-A00-P-3P\",+Reference!$C$18,IF(B42=\"VEP-A00-P-4P\",+Reference!$C$19,IF(B42=\"VES-A00-P-1P\",+Reference!$C$20,IF(B42=\"VES-A00-P-2P\",+Reference!$C$21,IF(B42=\"VES-A00-P-3P\",+Reference!$C$22,IF(B42=\"VES-A00-P-4P\",+Reference!$C$23,IF(B42=\"VEU-A00-P-1P\",+Reference!$C$24,IF(B42=\"VEU-A00-P-2P\",+Reference!$C$25,IF(B42=\"VEU-A00-P-3P\",+Reference!$C$26,IF(B42=\"VEU-A00-P-4P\",+Reference!$C$27,IF(B42=\"To Select\",\"Pending\",0))))))))))))))","v":0},null,0,null,null,null,null,null,null,null,0,0,0,0,0,0,0,0,0,0,0,0,0,0,null,{"$f":"IF($A$2=\"UL\",(IF($AN42=1,(IF(AND($W42=1, $V42=1),Reference!$C$56,IF(AND($X42=1, $V42=1),Reference!$C$59,IF(AND($Y42=1, $V42=1),Reference!$C$57,IF(AND($W42=1, $V42=2),Reference!$C$57,IF(AND($X42=1, $V42=2),Reference!$C$60,IF(AND($Y42=1, $V42=2),Reference!$C$63,IF(AND($W42=1, $V42=3),Reference!$C$58,IF(AND($X42=1, $V42=3),Reference!$C$61,IF(AND($Y42=1, $V42=3),Reference!$C$64,0)))))))))),(IF($V42=0,0,IF($V42=1,Reference!$C$53,IF($V42=2,Reference!$C$54,IF($V42=3,Reference!$C$55,0))))))),(IF($AN42=1,(IF(AND($W42=1, $V42=1),Reference!$C$41,IF(AND($X42=1, $V42=1),Reference!$C$44,IF(AND($Y42=1, $V42=1),Reference!$C$42,IF(AND($W42=1, $V42=2),Reference!$C$42,IF(AND($X42=1, $V42=2),Reference!$C$45,IF(AND($Y42=1, $V42=2),Reference!$C$48,IF(AND($W42=1, $V42=3),Reference!$C$43,IF(AND($X42=1, $V42=3),Reference!$C$46,IF(AND($Y42=1, $V42=3),Reference!$C$49,0)))))))))),(IF($V42=0,0,IF($V42=1,Reference!$C$38,IF($V42=2,Reference!$C$39,IF($V42=3,Reference!$C$40,0))))))))","v":0},{"$f":"IF($A$2=\"UL\",(IF($AN42=1,(IF(AND($W42=1, $V42=1),Reference!$B$56,IF(AND($X42=1, $V42=1),Reference!$B$59,IF(AND($Y42=1, $V42=1),Reference!$B$57,IF(AND($W42=1, $V42=2),Reference!$B$57,IF(AND($X42=1, $V42=2),Reference!$B$60,IF(AND($Y42=1, $V42=2),Reference!$B$63,IF(AND($W42=1, $V42=3),Reference!$B$58,IF(AND($X42=1, $V42=3),Reference!$B$61,IF(AND($Y42=1, $V42=3),Reference!$B$64,0)))))))))),(IF($V42=0,0,IF($V42=1,Reference!$B$53,IF($V42=2,Reference!$B$54,IF($V42=3,Reference!$B$55,0))))))),(IF($AN42=1,(IF(AND($W42=1, $V42=1),Reference!$B$41,IF(AND($X42=1, $V42=1),Reference!$B$44,IF(AND($Y42=1, $V42=1),Reference!$B$42,IF(AND($W42=1, $V42=2),Reference!$B$42,IF(AND($X42=1, $V42=2),Reference!$B$45,IF(AND($Y42=1, $V42=2),Reference!$B$48,IF(AND($W42=1, $V42=3),Reference!$B$43,IF(AND($X42=1, $V42=3),Reference!$B$46,IF(AND($Y42=1, $V42=3),Reference!$B$49,0)))))))))),(IF($V42=0,0,IF($V42=1,Reference!$B$38,IF($V42=2,Reference!$B$39,IF($V42=3,Reference!$B$40,0))))))))","v":0},0,{"$f":"IF($AN42=1,(IF(AND($W42=1, $V42=1),Reference!$G$41,IF(AND($X42=1, $V42=1),Reference!$G$44,IF(AND($Y42=1, $V42=1),Reference!$G$42,IF(AND($W42=1, $V42=2),Reference!$G$42,IF(AND($X42=1, $V42=2),Reference!$G$45,IF(AND($Y42=1, $V42=2),Reference!$G$48,IF(AND($W42=1, $V42=3),Reference!$G$43,IF(AND($X42=1, $V42=3),Reference!$G$46,IF(AND($Y42=1, $V42=3),Reference!$G$49,0)))))))))),(IF($V42=0,0,IF($V42=1,Reference!$G$38,IF($V42=2,Reference!$G$39,IF($V42=3,Reference!$G$40,))))))","v":0},0,0,0,0,0,0,0,0,null,null,0,null,0,null,null,null,null,null,0,null,{"$f":"IF($A$2=\"UL\",(IF($Z42=1,(IF($C42=\"Standard\",(IF(OR($D42=\"VEP1\",$D42=\"VEP2\"),Reference!$B$140,IF(OR($D42=\"VES1\",$D42=\"VES2\"),Reference!$B$140,IF(OR($D42=\"VEU1\",$D42=\"VEU2\"),Reference!$B$141,0)))),IF($C42=\"Silent\",(IF(OR($D42=\"VEP1\",$D42=\"VEP2\"),Reference!$B$140,IF(OR($D42=\"VES1\",$D42=\"VES2\"),Reference!$B$140,IF(OR($D42=\"VEU1\",$D42=\"VEU2\"),Reference!$B$141,0)))),IF($C42=\"Freeze\",(IF(OR($D42=\"VEP1\",$D42=\"VEP2\"),Reference!$B$143,IF(OR($D42=\"VES1\",$D42=\"VES2\"),Reference!$B$143,IF(OR($D42=\"VEU1\",$D42=\"VEU2\"),Reference!$B$144,0)))),0)))),(IF($C42=\"Standard\",(IF(OR($D42=\"VEP1\",$D42=\"VEP2\"),Reference!$B$122,IF(OR($D42=\"VES1\",$D42=\"VES2\"),Reference!$B$122,IF(OR($D42=\"VEU1\",$D42=\"VEU2\"),Reference!$B$123,0)))),IF($C42=\"Silent\",(IF(OR($D42=\"VEP1\",$D42=\"VEP2\"),Reference!$B$122,IF(OR($D42=\"VES1\",$D42=\"VES2\"),Reference!$B$122,IF(OR($D42=\"VEU1\",$D42=\"VEU2\"),Reference!$B$123,0)))),IF($C42=\"Freeze\",(IF(OR($D42=\"VEP1\",$D42=\"VEP2\"),Reference!$B$140,IF(OR($D42=\"VES1\",$D42=\"VES2\"),Reference!$B$140,IF(OR($D42=\"VEU1\",$D42=\"VEU2\"),Reference!$B$141,0)))),0)))))),(IF($Z42=1,(IF($C42=\"Standard\",(IF(OR($D42=\"VEP1\",$D42=\"VEP2\"),Reference!$B$109,IF(OR($D42=\"VES1\",$D42=\"VES2\"),Reference!$B$110,IF(OR($D42=\"VEU1\",$D42=\"VEU2\"),Reference!$B$111,0)))),IF($C42=\"Silent\",(IF(OR($D42=\"VEP1\",$D42=\"VEP2\"),Reference!$B$109,IF(OR($D42=\"VES1\",$D42=\"VES2\"),Reference!$B$110,IF(OR($D42=\"VEU1\",$D42=\"VEU2\"),Reference!$B$111,0)))),IF($C42=\"Freeze\",(IF(OR($D42=\"VEP1\",$D42=\"VEP2\"),Reference!$B$112,IF(OR($D42=\"VES1\",$D42=\"VES2\"),Reference!$B$113,IF(OR($D42=\"VEU1\",$D42=\"VEU2\"),Reference!$B$114,0)))),0)))),(IF($C42=\"Standard\",(IF(OR($D42=\"VEP1\",$D42=\"VEP2\"),Reference!$B$91,IF(OR($D42=\"VES1\",$D42=\"VES2\"),Reference!$B$92,IF(OR($D42=\"VEU1\",$D42=\"VEU2\"),Reference!$B$93,0)))),IF($C42=\"Silent\",(IF(OR($D42=\"VEP1\",$D42=\"VEP2\"),Reference!$B$91,IF(OR($D42=\"VES1\",$D42=\"VES2\"),Reference!$B$92,IF(OR($D42=\"VEU1\",$D42=\"VEU2\"),Reference!$B$93,0)))),IF($C42=\"Freeze\",(IF(OR($D42=\"VEP1\",$D42=\"VEP2\"),Reference!$B$94,IF(OR($D42=\"VES1\",$D42=\"VES2\"),Reference!$B$95,IF(OR($D42=\"VEU1\",$D42=\"VEU2\"),Reference!$B$96,0)))),0)))))))","v":0},0,{"$f":"IF($A$2=\"UL\",(IF($Z42=1,(IF($C42=\"Standard\",(IF(OR($D42=\"VEP1\",$D42=\"VEP2\"),Reference!$C$140,IF(OR($D42=\"VES1\",$D42=\"VES2\"),Reference!$C$140,IF(OR($D42=\"VEU1\",$D42=\"VEU2\"),Reference!$C$141,0)))),IF($C42=\"Silent\",(IF(OR($D42=\"VEP1\",$D42=\"VEP2\"),Reference!$C$140,IF(OR($D42=\"VES1\",$D42=\"VES2\"),Reference!$C$140,IF(OR($D42=\"VEU1\",$D42=\"VEU2\"),Reference!$C$141,0)))),IF($C42=\"Freeze\",(IF(OR($D42=\"VEP1\",$D42=\"VEP2\"),Reference!$C$143,IF(OR($D42=\"VES1\",$D42=\"VES2\"),Reference!$C$143,IF(OR($D42=\"VEU1\",$D42=\"VEU2\"),Reference!$C$144,0)))),0)))),(IF($C42=\"Standard\",(IF(OR($D42=\"VEP1\",$D42=\"VEP2\"),Reference!$C$122,IF(OR($D42=\"VES1\",$D42=\"VES2\"),Reference!$C$122,IF(OR($D42=\"VEU1\",$D42=\"VEU2\"),Reference!$C$123,0)))),IF($C42=\"Silent\",(IF(OR($D42=\"VEP1\",$D42=\"VEP2\"),Reference!$C$122,IF(OR($D42=\"VES1\",$D42=\"VES2\"),Reference!$C$122,IF(OR($D42=\"VEU1\",$D42=\"VEU2\"),Reference!$C$123,0)))),IF($C42=\"Freeze\",(IF(OR($D42=\"VEP1\",$D42=\"VEP2\"),Reference!$C$140,IF(OR($D42=\"VES1\",$D42=\"VES2\"),Reference!$C$140,IF(OR($D42=\"VEU1\",$D42=\"VEU2\"),Reference!$C$141,0)))),0)))))),(IF($Z42=1,(IF($C42=\"Standard\",(IF(OR($D42=\"VEP1\",$D42=\"VEP2\"),Reference!$C$109,IF(OR($D42=\"VES1\",$D42=\"VES2\"),Reference!$C$110,IF(OR($D42=\"VEU1\",$D42=\"VEU2\"),Reference!$C$111,0)))),IF($C42=\"Silent\",(IF(OR($D42=\"VEP1\",$D42=\"VEP2\"),Reference!$C$109,IF(OR($D42=\"VES1\",$D42=\"VES2\"),Reference!$C$110,IF(OR($D42=\"VEU1\",$D42=\"VEU2\"),Reference!$C$111,0)))),IF($C42=\"Freeze\",(IF(OR($D42=\"VEP1\",$D42=\"VEP2\"),Reference!$C$112,IF(OR($D42=\"VES1\",$D42=\"VES2\"),Reference!$C$113,IF(OR($D42=\"VEU1\",$D42=\"VEU2\"),Reference!$C$114,0)))),0)))),(IF($C42=\"Standard\",(IF(OR($D42=\"VEP1\",$D42=\"VEP2\"),Reference!$C$91,IF(OR($D42=\"VES1\",$D42=\"VES2\"),Reference!$C$92,IF(OR($D42=\"VEU1\",$D42=\"VEU2\"),Reference!$C$93,0)))),IF($C42=\"Silent\",(IF(OR($D42=\"VEP1\",$D42=\"VEP2\"),Reference!$C$91,IF(OR($D42=\"VES1\",$D42=\"VES2\"),Reference!$C$92,IF(OR($D42=\"VEU1\",$D42=\"VEU2\"),Reference!$C$93,0)))),IF($C42=\"Freeze\",(IF(OR($D42=\"VEP1\",$D42=\"VEP2\"),Reference!$C$94,IF(OR($D42=\"VES1\",$D42=\"VES2\"),Reference!$C$95,IF(OR($D42=\"VEU1\",$D42=\"VEU2\"),Reference!$C$96,0)))),0)))))))","v":0},{"$f":"IF($A$2=\"UL\",(IF($Z42=1,(IF($C42=\"Standard\",(IF(OR($D42=\"VEP1\",$D42=\"VEP2\"),Reference!$D$140,IF(OR($D42=\"VES1\",$D42=\"VES2\"),Reference!$D$140,IF(OR($D42=\"VEU1\",$D42=\"VEU2\"),Reference!$D$141,0)))),IF($C42=\"Silent\",(IF(OR($D42=\"VEP1\",$D42=\"VEP2\"),Reference!$D$140,IF(OR($D42=\"VES1\",$D42=\"VES2\"),Reference!$D$140,IF(OR($D42=\"VEU1\",$D42=\"VEU2\"),Reference!$D$141,0)))),IF($C42=\"Freeze\",(IF(OR($D42=\"VEP1\",$D42=\"VEP2\"),Reference!$D$143,IF(OR($D42=\"VES1\",$D42=\"VES2\"),Reference!$D$143,IF(OR($D42=\"VEU1\",$D42=\"VEU2\"),Reference!$D$144,0)))),0)))),(IF($C42=\"Standard\",(IF(OR($D42=\"VEP1\",$D42=\"VEP2\"),Reference!$D$122,IF(OR($D42=\"VES1\",$D42=\"VES2\"),Reference!$D$122,IF(OR($D42=\"VEU1\",$D42=\"VEU2\"),Reference!$D$123,0)))),IF($C42=\"Silent\",(IF(OR($D42=\"VEP1\",$D42=\"VEP2\"),Reference!$D$122,IF(OR($D42=\"VES1\",$D42=\"VES2\"),Reference!$D$122,IF(OR($D42=\"VEU1\",$D42=\"VEU2\"),Reference!$D$123,0)))),IF($C42=\"Freeze\",(IF(OR($D42=\"VEP1\",$D42=\"VEP2\"),Reference!$D$140,IF(OR($D42=\"VES1\",$D42=\"VES2\"),Reference!$D$140,IF(OR($D42=\"VEU1\",$D42=\"VEU2\"),Reference!$D$141,0)))),0)))))),(IF($Z42=1,(IF($C42=\"Standard\",(IF(OR($D42=\"VEP1\",$D42=\"VEP2\"),Reference!$D$109,IF(OR($D42=\"VES1\",$D42=\"VES2\"),Reference!$D$110,IF(OR($D42=\"VEU1\",$D42=\"VEU2\"),Reference!$D$111,0)))),IF($C42=\"Silent\",(IF(OR($D42=\"VEP1\",$D42=\"VEP2\"),Reference!$D$109,IF(OR($D42=\"VES1\",$D42=\"VES2\"),Reference!$D$110,IF(OR($D42=\"VEU1\",$D42=\"VEU2\"),Reference!$D$111,0)))),IF($C42=\"Freeze\",(IF(OR($D42=\"VEP1\",$D42=\"VEP2\"),Reference!$D$112,IF(OR($D42=\"VES1\",$D42=\"VES2\"),Reference!$D$113,IF(OR($D42=\"VEU1\",$D42=\"VEU2\"),Reference!$D$114,0)))),0)))),(IF($C42=\"Standard\",(IF(OR($D42=\"VEP1\",$D42=\"VEP2\"),Reference!$D$91,IF(OR($D42=\"VES1\",$D42=\"VES2\"),Reference!$D$92,IF(OR($D42=\"VEU1\",$D42=\"VEU2\"),Reference!$D$93,0)))),IF($C42=\"Silent\",(IF(OR($D42=\"VEP1\",$D42=\"VEP2\"),Reference!$D$91,IF(OR($D42=\"VES1\",$D42=\"VES2\"),Reference!$D$92,IF(OR($D42=\"VEU1\",$D42=\"VEU2\"),Reference!$D$93,0)))),IF($C42=\"Freeze\",(IF(OR($D42=\"VEP1\",$D42=\"VEP2\"),Reference!$D$94,IF(OR($D42=\"VES1\",$D42=\"VES2\"),Reference!$D$95,IF(OR($D42=\"VEU1\",$D42=\"VEU2\"),Reference!$D$96,0)))),0)))))))","v":0},0,0,0,null,"No",0,0,0,0,{"$f":"IF(B42>0,(IF($BL42=1,IF($BN42=3,Reference!$C$194,IF($BN42=4,Reference!$C$196,IF($BN42=5,Reference!$C$198,0))),IF($BL42=2,IF($BN42=4,Reference!$C$195,IF($BN42=5,Reference!$C$197,IF($BN42=6,Reference!$C$199,0)))))),0)","v":0},{"$f":"IF(B42>0,(IF($BL42=1,IF($BN42=3,Reference!$D$194,IF($BN42=4,Reference!$D$196,IF($BN42=5,Reference!$D$198,0))),IF($BL42=2,IF($BN42=4,Reference!$D$195,IF($BN42=5,Reference!$D$197,IF($BN42=6,Reference!$D$199,0)))))),0)","v":0},{"$f":"IF(B42>0,(IF($BL42=1,IF($BN42=3,Reference!$E$194,IF($BN42=4,Reference!$E$196,IF($BN42=5,Reference!$E$198,0))),IF($BL42=2,IF($BN42=4,Reference!$E$195,IF($BN42=5,Reference!$E$197,IF($BN42=6,Reference!$E$199,0)))))),0)","v":0},0,0,null,{"$f":"IF($BS42=1,(IF($BT42=\"NU2\",Reference!$B$221,IF($BT42=\"NU2D\",Reference!$B$222,IF($BT42=\"NU5N\",Reference!$B$223,IF($BT42=\"NU5DN\",Reference!$B$224,IF($BT42=\"NU5DOData\",Reference!$B$225,IF($BT42=\"NU5DOFD\",Reference!$B$227,IF($BT42=\"NU5DF\",Reference!$B$226,\"\")))))))),0)","v":0},{"$f":"IF($BS42=1,(IF($BT42=\"NU2\",Reference!$D$221,IF($BT42=\"NU2D\",Reference!$D$222,IF($BT42=\"NU5N\",Reference!$D$223,IF($BT42=\"NU5DN\",Reference!$D$224,IF($BT42=\"NU5DOData\",Reference!$D$225,IF($BT42=\"NU5DOFD\",Reference!$D$227,IF($BT42=\"NU5DF\",Reference!$D$226,\"\")))))))),0)","v":0},{"$f":"IF($BS42=1,(IF($BT42=\"NU2\",Reference!$E$221,IF($BT42=\"NU2D\",Reference!$E$222,IF($BT42=\"NU5N\",Reference!$E$223,IF($BT42=\"NU5DN\",Reference!$E$224,IF($BT42=\"NU5DOData\",Reference!$E$225,IF($BT42=\"NU5DOFD\",Reference!$E$227,IF($BT42=\"NU5DF\",Reference!$E$226,\"\")))))))),0)","v":0},null,null,{"$f":"IF($BY42=\"AD-10-1960\",Reference!$G$232,IF($BY42=\"AD-10-1963\",Reference!$G$233,IF($BY42=\"AD-10-1966\",Reference!$G$237,IF($BY42=\"AD-10-1975\",Reference!$G$237,IF($BY42=\"AD-10-1980\",Reference!$G$238,\"\")))))","v":""},{"$f":"IF($BY42=\"AD-10-1960\",Reference!$F$232,IF($BY42=\"AD-10-1963\",Reference!$F$233,IF($BY42=\"AD-10-1966\",Reference!$F$237,IF($BY42=\"AD-10-1975\",Reference!$F$237,IF($BY42=\"AD-10-1980\",Reference!$F$238,\"\")))))","v":""},{"$f":"IF($BY42=\"AD-10-1960\",Reference!$E$232,IF($BY42=\"AD-10-1963\",Reference!$E$233,IF($BY42=\"AD-10-1966\",Reference!$E$237,IF($BY42=\"AD-10-1975\",Reference!$E$237,IF($BY42=\"AD-10-1980\",Reference!$E$238,\"\")))))","v":""},0,{"$f":"(IF($F42>0,(IF($CC42=\"AD-05-5400\",'Battery Consumption'!$D$5,IF($CC42=\"AD-05-5410\",'Battery Consumption'!$D$6,IF($CC42=\"AD-05-5405\",'Battery Consumption'!$D$7,IF($CC42=\"AD-05-5415\",'Battery Consumption'!$D$8,IF($CC42=\"AD-05-5425\",'Battery Consumption'!$D$9,IF($CC42=\"AD-05-5420\",'Battery Consumption'!$D$10,IF($CC42=\"AD-05-5430\",'Battery Consumption'!$D$11,IF($CC42=\"AD-05-5440\",'Battery Consumption'!$D$12,IF($CC42=\"AD-05-5435\",'Battery Consumption'!$D$13,IF($CC42=\"AD-05-5445\",'Battery Consumption'!$D$14,IF($CC42=\"AD-05-5455\",'Battery Consumption'!$D$15,IF($CC42=\"AD-05-5450\",'Battery Consumption'!$D$16,IF($CC42=\"AD-05-5460\",'Battery Consumption'!$D$17,IF($CC42=\"AD-05-5465\",'Battery Consumption'!$D$18,IF($CC42=\"AD-05-5470\",'Battery Consumption'!$D$19,IF($CC42=\"AD-05-5401\",'Battery Consumption'!$D$20,IF($CC42=\"AD-05-5413\",'Battery Consumption'!$D$21,IF($CC42=\"AD-05-5406\",'Battery Consumption'!$D$22,IF($CC42=\"AD-05-5416\",'Battery Consumption'!$D$23,IF($CC42=\"AD-05-5426\",'Battery Consumption'!$D$24,IF($CC42=\"AD-05-5421\",'Battery Consumption'!$D$25,IF($CC42=\"AD-05-5432\",'Battery Consumption'!$D$26,IF($CC42=\"AD-05-5441\",'Battery Consumption'!$D$27,IF($CC42=\"AD-05-5437\",'Battery Consumption'!$D$28,IF($CC42=\"AD-05-5446\",'Battery Consumption'!$D$29,IF($CC42=\"AD-05-5456\",'Battery Consumption'!$D$30,IF($CC42=\"AD-05-5451\",'Battery Consumption'!$D$31,IF($CC42=\"AD-05-5461\",'Battery Consumption'!$D$32,IF($CC42=\"AD-05-5471\",'Battery Consumption'!$D$33,IF($CC42=\"AD-05-5466\",'Battery Consumption'!$D$34,0))))))))))))))))))))))))))))))),0))","v":0},0,{"$f":"(IF($F42>0,(IF($CC42=\"AD-05-5400\",'Battery Consumption'!$E$5,IF($CC42=\"AD-05-5410\",'Battery Consumption'!$E$6,IF($CC42=\"AD-05-5405\",'Battery Consumption'!$E$7,IF($CC42=\"AD-05-5415\",'Battery Consumption'!$E$8,IF($CC42=\"AD-05-5425\",'Battery Consumption'!$E$9,IF($CC42=\"AD-05-5420\",'Battery Consumption'!$E$10,IF($CC42=\"AD-05-5430\",'Battery Consumption'!$E$11,IF($CC42=\"AD-05-5440\",'Battery Consumption'!$E$12,IF($CC42=\"AD-05-5435\",'Battery Consumption'!$E$13,IF($CC42=\"AD-05-5445\",'Battery Consumption'!$E$14,IF($CC42=\"AD-05-5455\",'Battery Consumption'!$E$15,IF($CC42=\"AD-05-5450\",'Battery Consumption'!$E$16,IF($CC42=\"AD-05-5460\",'Battery Consumption'!$E$17,IF($CC42=\"AD-05-5465\",'Battery Consumption'!$E$18,IF($CC42=\"AD-05-5470\",'Battery Consumption'!$E$19,IF($CC42=\"AD-05-5401\",'Battery Consumption'!$E$20,IF($CC42=\"AD-05-5413\",'Battery Consumption'!$E$21,IF($CC42=\"AD-05-5406\",'Battery Consumption'!$E$22,IF($CC42=\"AD-05-5416\",'Battery Consumption'!$E$23,IF($CC42=\"AD-05-5426\",'Battery Consumption'!$E$24,IF($CC42=\"AD-05-5421\",'Battery Consumption'!$E$25,IF($CC42=\"AD-05-5432\",'Battery Consumption'!$E$26,IF($CC42=\"AD-05-5441\",'Battery Consumption'!$E$27,IF($CC42=\"AD-05-5437\",'Battery Consumption'!$E$28,IF($CC42=\"AD-05-5446\",'Battery Consumption'!$E$29,IF($CC42=\"AD-05-5456\",'Battery Consumption'!$E$30,IF($CC42=\"AD-05-5451\",'Battery Consumption'!$E$31,IF($CC42=\"AD-05-5461\",'Battery Consumption'!$E$32,IF($CC42=\"AD-05-5471\",'Battery Consumption'!$E$33,IF($CC42=\"AD-05-5466\",'Battery Consumption'!$E$34,0))))))))))))))))))))))))))))))),0))","v":0},0,0,{"$f":"IF($F42>0,(IF($CH42<12,Reference!$J$259,IF($CH42<24,Reference!$J$260,IF($CH42<65,Reference!$J$260,\"Get your own\")))),0)","v":0},{"$f":"IF($F42>0,(IF($CH42<12,Reference!$F$259,IF($CH42<24,Reference!$F$260,IF($CH42<65,Reference!$F$260,\"Get your own\")))),0)","v":0},{"$f":"IF($F42>0,(IF($CH42<12,Reference!$H$259,IF($CH42<24,Reference!$H$260,IF($CH42<65,Reference!$H$260,\"Get your own\")))),0)","v":0},null,null,null,"AD-05-5426","Net-ProSens UL Silent-TP3",0,"UL"]
[null,null,null,null,null,null,null,null,null,null,null,null,null,null,null,null,null,null,null,null,null,null,null,null,null,null,null,null,null,null,null,null,null,null,null,null,null,null,null,null,null,null,null,null,null," ",null,null,null,null,null,{"$f":"IF($AS43=1,$AY43*1,IF($AS43=2,$AY43*2,IF($AS43=3,$AY43*3,IF($AS43=4,$AY43*4,0))))","v":0},null,null,null,null,null,null,null,null,null,null,null,null,null,null," ",null,null,null,null,null," ",null,null,null,null," ",null,null," ",null,null,null,null,null,null,null,null,null,null,null,"AD-05-5421","Net-ProSens UL Freeze-TP3",0,"UL"]
[null,null,null,null,null,null,null,null,null,null,null,null,null," ",null,null,null,null,null,null,null,null,null,null,null,null,null,null,null,null,null,null,null,null,null,null,null,null,null,null,null,null,null,null,"Reference",null,null,null,null,null,null,null,null,null,null,null,null,null,null,null,null,null,null,null,null,null,null,null,null,null,null,null,null,null,null,null,null,null,null,null,null,null,null,null,null,null,null,null,null,null,null,null,"AD-05-5432","Net-ProSens UL Standard-TP4",0,"UL"]
[null,null,null,null,null,null,null,null,null,null,null,null,null,null,null,null,null,null,null,null,null,null,null,null,null,null,null,null,null,null,null,null,null,null,null,null,null,null,null,null,null,null,null,null,"1 = Single Pipe",null,null,null,null,null,null,null,null,null,null,null,null,null,null,null,null,null,null,null,null,75,null,null,null,null,null,null,null,null,null,null,null,null,null,null,null,null,null,null,null,null,null,null,null,null,null,null,"AD-05-5441","Net-ProSens UL Silent-TP4",0,"UL"]
[null,null,null,null,null,null,null,null,null,null,null,null,null,null,null,null,null,null,null,null,null,null,null,null,null,null,null,null,null,null,null,null,null,null,null,null,null,null,null,null,null,null,null,null,"2 = U Pipe",null,null,null,null,null,null,null,null,null,null,null,null,null,null,null,null,null,null,null,null,85,null,null,null,null,null,null,null,null,null,null,null,null,null,null,null,null,null,null,null,null,null,null,null,null,null,null,"AD-05-5437","Net-ProSens UL Freeze-TP4",0,"UL"]
[null,null,null,null,null,null,null,null,null,null,null,null,null,null,null,null,null,null,null,null,null,null,null,null,null,null,null,null,null,null,null,null,null,null,null,null,null,null,null,null,null,null,null,null,"3 = M Pipe",null,null,null,null,null,null,null,null,null,null,null,null,null,null,null,null,null,null,null,null,95,null,null,null,null,null,null,null,null,null,null,null,null,null,null,null,null,null,null,null,null,null,null,null,null,null,null,"AD-05-5446","Net-ProSens UL Standard-TP5",1,"UL"]
[null,null,null,null,null,null,null,null,null,null,null,null,null,null,null,null,null,null,null,null,null,null,null,null,null,null,null,null,null,null,null,null,null,null,null,null,null,null,null,null,null,null,null,null,"6 = Double M Pipe",null,null,null,null,null,null,null,null,null,null,null,null,null,null,null,null,null,null,null,null,80,null,null,null,null,null,null,null,null,null,null,null,null,null,null,null,null,null,null,null,null,null,null,null,null,null,null,"AD-05-5456","Net-ProSens UL Silent-TP5",0,"UL"]
[null,null,null,null,null,null,null,null,null,null,null,null,null,null,null,null,null,null,null,null,null,null,null,null,null,null,null,null,null,null,null,null,null,null,null,null,null,null,null,null,null,null,null,null,null,null,null,null,null,null,null,null,null,null,null,null,null,null,null,null,null,null,null,null,null,90,null,null,null,null,null,null,null,null,null,null,null,null,null,null,null,null,null,null,null,null,null,null,null,null,null,null,"AD-05-5451","Net-ProSens UL Freeze-TP5",0,"UL"]
[null,null,null,null,null,null,null,null,null,null,null,null,null,null,null,null,null,null,null,null,null,null,null,null,null,null,null,null,null,null,null,null,null,null,null,null,null,null,null,null,null,null,null,null,null,null,null,null,null,null,null,null,null,null,null,null,null,null,null,null,null,null,null,null,null,100,null,null,null,null,null,null,null,null,null,null,null,null,null,null,null,null,null,null,null,null,null,null,null,null,null,null,"AD-05-5461","Net-TopSensUL Standard-TT1",0,"UL"]
[null,null,null,null,null,null,null,null,null,null,null,null,null,null,null,null,null,null,null,null,null,null,null,null,null,null,null,null,null,null,null,null,null,null,null,null,null,null,null,null,null,null,null,null,null,null,null,null,null,null,null,null,null,null,null,null,null,null,null,null,null,null,null,null,null,null,null,null,null,null,null,null,null,null,null,null,null,null,null,null,null,null,null,null,null,null,null,null,null,null,null,null,"AD-05-5471","Net-TopSensUL Silent-TT1",0,"UL"]
[null,null,null,null,null,null,null,null,null,null,null,null,null,null,null,null,null,null,null,null,null,null,null,null,null,null,null,null,null,null,null,null,null,null,null,null,null,null,null,null,null,null,null,null,null,null,null,null,null,null,null,null,null,null,null,null,null,null,null,null,null,null,null,null,null,"Yes",null,null,null,null,null,null,null,null,null,null,null,null,null,null,null,null,null,null,null,null,null,null,null,null,null,null,"AD-05-5466","Net-TopSensUL Freeze-TT1",{"$f":"SUMIF($AD$5:$AD$42,CO52, $F$5:$F$42)","v":0},"UL"]
[null,null,null,null,null,null,null,null,null,null,null,null,null,null,null,null,null,null,null,null,null,null,null,null,null,null,null,null,null,null,null,null,null,null,null,null,null,null,null,null,null,null,null,null,null,null,null,null,null,null,null,null,null,null,null,null,null,null,null,null,null,null,null,null,null,null,null,null,null,null,null,null,null,null,null,null,null,null,null,null,null,null,null,null,null,null,null,null,null,null,null,null,"Detection Unit",null," "]
[null,null,null,null,null,null,null,null,null,null,null,null,null,null,null,null,null,null,null,null,null,null,null,null,null,null,null,null,null,null,null,null,null,null,null,null,null,null,null,null,null,null,null,null,null,null,null,null,null,null,null,null,null,null,null,null,null,null,null,null,null,null,null,null,null,null,null,null,null,null,null,null,null,null,null,null,null,null,null,null,null,null,null,null,null,null,null,null,null,null,null,null,"AD-10-5410","FM-Standard: Std/SL ProSens - DM-TP-50-L-U ",{"$f":"SUMIF($BD$5:$BD$42,CO54, $BF$5:$BF$42)","v":0},"FM"]
[null,null,null,null,null,null,null,null,null,null,null,null,null,null,null,null,null,null,null,null,null,null,null,null,null,null,null,null,null,null,null,null,null,null,null,null,null,null,null,null,null,null,null,null,null,null,null,null,null,null,null,null,null,null,null,null,null,null,null,null,null,null,null,null,null,null,null,null,null,null,null,null,null,null,null,null,null,null,null,null,null,null,null,null,null,null,null,null,null,null,null,null,"AD-10-5400","FM-Medium :Std/SL-ProSens -DM-TP-10-L-U ",{"$f":"SUMIF($BD$5:$BD$42,CO55, $BF$5:$BF$42)","v":0},"FM"]
[null,null,null,null,null,null,null,null,null,null,null,null,null,null,null,null,null,null,null,null,null,null,null,null,null,null,null,null,null,null,null,null,null,null,null,null,null,null,null,null,null,null,null,null,null,null,null,null,null,null,null,null,null,null,null,null,null,null,null,null,null,null,null,null,null,null,null,null,null,null,null,null,null,null,null,null,null,null,null,null,null,null,null,null,null,null,null,null,null,null,null,null,"AD-10-5405","FM-High: Std/SL-ProSens -DM-TP-01-L-U",0,"FM"]
[null,null,null,null,null,null,null,null,null,null,null,null,null,null,null,null,null,null,null,null,null,null,null,null,null,null,null,null,null,null,null,null,null,null,null,null,null,null,null,null,null,null,null,null,null,null,null,null,null,null,null,null,null,null,null,null,null,null,null,null,null,null,null,null,null,null,null,null,null,null,null,null,null,null,null,null,null,null,null,null,null,null,null,null,null,null,null,null,null,null,null,null,"AD-10-5425","FM-Standard: Freeze ProSens - DM-TP-50-L-F-U",0,"FM"]
[null,null,null,null,null,null,null,null,null,null,null,null,null,null,null,null,null,null,null,null,null,null,null,null,null,null,null,null,null,null,null,null,null,null,null,null,null,null,null,null,null,null,null,null,null,null,null,null,null,null,null,null,null,null,null,null,null,null,null,null,null,null,null,null,null,null,null,null,null,null,null,null,null,null,null,null,null,null,null,null,null,null,null,null,null,null,null,null,null,null,null,null,"AD-10-5415","FM-Medium:Freeze ProSens - DM-TP-10-L-F-U ",0,"FM"]
[null,null,null,null,null,null,null,null,null,null,null,null,null,null,null,null,null,null,null,null,null,null,null,null,null,null,null,null,null,null,null,null,null,null,null,null,null,null,null,null,null,null,null,null,null,null,null,null,null,null,null,null,null,null,null,null,null,null,null,null,null,null,null,null,null,null,null,null,null,null,null,null,null,null,null,null,null,null,null,null,null,null,null,null,null,null,null,null,null,null,null,null,"AD-10-5420","FM-High: Freeze ProSens - DM-TP-01-L-F-U",0,"FM"]
[null,null,null,null,null,null,null,null,null,null,null,null,null,null,null,null,null,null,null,null,null,null,null,null,null,null,null,null,null,null,null,null,null,null,null,null,null,null,null,null,null,null,null,null,null,null,null,null,null,null,null,null,null,null,null,null,null,null,null,null,null,null,null,null,null,null,null,null,null,null,null,null,null,null,null,null,null,null,null,null,null,null,null,null,null,null,null,null,null,null,null,null,"AD-10-5440","FM-Net-Standard: Std/SL ProSensNet -DM-TT-50-L-U ",0,"FM"]
[null,null,null,null,null,null,null,null,null,null,null,null,null,null,null,null,null,null,null,null,null,null,null,null,null,null,null,null,null,null,null,null,null,null,null,null,null,null,null,null,null,null,null,null,null,null,null,null,null,null,null,null,null,null,null,null,null,null,null,null,null,null,null,null,null,null,null,null,null,null,null,null,null,null,null,null,null,null,null,null,null,null,null,null,null,null,null,null,null,null,null,null,"AD-10-5430","FM-Net-Medium: Std/SL ProSensNet -DM-TT-10-L-U",0,"FM"]
[null,null,null,null,null,null,null,null,null,null,null,null,null,null,null,null,null,null,null,null,null,null,null,null,null,null,null,null,null,null,null,null,null,null,null,null,null,null,null,null,null,null,null,null,null,null,null,null,null,null,null,null,null,null,null,null,null,null,null,null,null,null,null,null,null,null,null,null,null,null,null,null,null,null,null,null,null,null,null,null,null,null,null,null,null,null,null,null,null,null,null,null,"AD-10-5435","FM-Net-High: Std/SL ProSensNet -DM-TT-01-L-U",0,"FM"]
[null,null,null,null,null,null,null,null,null,null,null,null,null,null,null,null,null,null,null,null,null,null,null,null,null,null,null,null,null,null,null,null,null,null,null,null,null,null,null,null,null,null,null,null,null,null,null,null,null,null,null,null,null,null,null,null,null,null,null,null,null,null,null,null,null,null,null,null,null,null,null,null,null,null,null,null,null,null,null,null,null,null,null,null,null,null,null,null,null,null,null,null,"AD-10-5455","FM-Net-Standard: Freeze ProSens - DM-TT-50-L-F-U",0,"FM"]
[null,null,null,null,null,null,null,null,null,null,null,null,null,null,null,null,null,null,null,null,null,null,null,null,null,null,null,null,null,null,null,null,null,null,null,null,null,null,null,null,null,null,null,null,null,null,null,null,null,null,null,null,null,null,null,null,null,null,null,null,null,null,null,null,null,null,null,null,null,null,null,null,null,null,null,null,null,null,null,null,null,null,null,null,null,null,null,null,null,null,null,null,"AD-10-5445","FM-Net-Medium:Freeze ProSens - DM-TT-10-L-F-U ",0,"FM"]
[null,null,null,null,null,null,null,null,null,null,null,null,null,null,null,null,null,null,null,null,null,null,null,null,null,null,null,null,null,null,null,null,null,null,null,null,null,null,null,null,null,null,null,null,null,null,null,null,null,null,null,null,null,null,null,null,null,null,null,null,null,null,null,null,null,null,null,null,null,null,null,null,null,null,null,null,null,null,null,null,null,null,null,null,null,null,null,null,null,null,null,null,"AD-10-5450","FM-Net-High: Freeze ProSens - DM-TP-01-L-F-U",0,"FM"]
[null,null,null,null,null,null,null,null,null,null,null,null,null,null,null,null,null,null,null,null,null,null,null,null,null,null,null,null,null,null,null,null,null,null,null,null,null,null,null,null,null,null,null,null,null,null,null,null,null,null,null,null,null,null,null,null,null,null,null,null,null,null,null,null,null,null,null,null,null,null,null,null,null,null,null,null,null,null,null,null,null,null,null,null,null,null,null,null,null,null,null,null,"AD-05-5460","FM-Standard: Std/SL TopSense-DM-TT-50-L-U ",0,"FM"]
[null,null,null,null,null,null,null,null,null,null,null,null,null,null,null,null,null,null,null,null,null,null,null,null,null,null,null,null,null,null,null,null,null,null,null,null,null,null,null,null,null,null,null,null,null,null,null,null,null,null,null,null,null,null,null,null,null,null,null,null,null,null,null,null,null,null,null,null,null,null,null,null,null,null,null,null,null,null,null,null,null,null,null,null,null,null,null,null,null,null,null,null,"AD-05-5465","FM-Medium: Std/SL TopSense-DM-TT-10-L-U",0,"FM"]
[null,null,null,null,null,null,null,null,null,null,null,null,null,null,null,null,null,null,null,null,null,null,null,null,null,null,null,null,null,null,null,null,null,null,null,null,null,null,null,null,null,null,null,null,null,null,null,null,null,null,null,null,null,null,null,null,null,null,null,null,null,null,null,null,null,null,null,null,null,null,null,null,null,null,null,null,null,null,null,null,null,null,null,null,null,null,null,null,null,null,null,null,"AD-05-5470","FM-High: Std/SL TopSense-DM-TT-01-L-U",0,"FM"]
[null,null,null,null,null,null,null,null,null,null,null,null,null,null,null,null,null,null,null,null,null,null,null,null,null,null,null,null,null,null,null,null,null,null,null,null,null,null,null,null,null,null,null,null,null,null,null,null,null,null,null,null,null,null,null,null,null,null,null,null,null,null,null,null,null,null,null,null,null,null,null,null,null,null,null,null,null,null,null,null,null,null,null,null,null,null,null,null,null,null,null,null,"AD-10-5455","FM-Standard: Freeze TopSense-DM-TT-50-L-U ",0,"FM"]
[null,null,null,null,null,null,null,null,null,null,null,null,null,null,null,null,null,null,null,null,null,null,null,null,null,null,null,null,null,null,null,null,null,null,null,null,null,null,null,null,null,null,null,null,null,null,null,null,null,null,null,null,null,null,null,null,null,null,null,null,null,null,null,null,null,null,null,null,null,null,null,null,null,null,null,null,null,null,null,null,null,null,null,null,null,null,null,null,null,null,null,null,"AD-10-5445","FM-Medium: Freeze TopSense-DM-TT-10-L-U",0,"FM"]
[null,null,null,null,null,null,null,null,null,null,null,null,null,null,null,null,null,null,null,null,null,null,null,null,null,null,null,null,null,null,null,null,null,null,null,null,null,null,null,null,null,null,null,null,null,null,null,null,null,null,null,null,null,null,null,null,null,null,null,null,null,null,null,null,null,null,null,null,null,null,null,null,null,null,null,null,null,null,null,null,null,null,null,null,null,null,null,null,null,null,null,null,"AD-10-5450","FM-High: Freeze TopSense-DM-TT-01-L-U",0,"FM"]
[null,null,null,null,null,null,null,null,null,null,null,null,null,null,null,null,null,null,null,null,null,null,null,null,null,null,null,null,null,null,null,null,null,null,null,null,null,null,null,null,null,null,null,null,null,null,null,null,null,null,null,null,null,null,null,null,null,null,null,null,null,null,null,null,null,null,null,null,null,null,null,null,null,null,null,null,null,null,null,null,null,null,null,null,null,null,null,null,null,null,null,null,"AD-10-5401","UL-Medium :Std/SL-ProSens -DM-TP-10-L-U/a ",2,"UL"]
[null,null,null,null,null,null,null,null,null,null,null,null,null,null,null,null,null,null,null,null,null,null,null,null,null,null,null,null,null,null,null,null,null,null,null,null,null,null,null,null,null,null,null,null,null,null,null,null,null,null,null,null,null,null,null,null,null,null,null,null,null,null,null,null,null,null,null,null,null,null,null,null,null,null,null,null,null,null,null,null,null,null,null,null,null,null,null,null,null,null,null,null,"AD-10-5406","UL-High: Std/SL-ProSens -DM-TP-01-L-U/a",0,"UL"]
[null,null,null,null,null,null,null,null,null,null,null,null,null,null,null,null,null,null,null,null,null,null,null,null,null,null,null,null,null,null,null,null,null,null,null,null,null,null,null,null,null,null,null,null,null,null,null,null,null,null,null,null,null,null,null,null,null,null,null,null,null,null,null,null,null,null,null,null,null,null,null,null,null,null,null,null,null,null,null,null,null,null,null,null,null,null,null,null,null,null,null,null,"AD-10-5416","UL-Medium:Freeze ProSens - DM-TP-10-L-F-U/a ",0,"UL"]
[null,null,null,null,null,null,null,null,null,null,null,null,null,null,null,null,null,null,null,null,null,null,null,null,null,null,null,null,null,null,null,null,null,null,null,null,null,null,null,null,null,null,null,null,null,null,null,null,null,null,null,null,null,null,null,null,null,null,null,null,null,null,null,null,null,null,null,null,null,null,null,null,null,null,null,null,null,null,null,null,null,null,null,null,null,null,null,null,null,null,null,null,"AD-10-5421","UL-High: Freeze ProSens - DM-TP-01-L-F-U/a",0,"UL"]
[null,null,null,null,null,null,null,null,null,null,null,null,null,null,null,null,null,null,null,null,null,null,null,null,null,null,null,null,null,null,null,null,null,null,null,null,null,null,null,null,null,null,null,null,null,null,null,null,null,null,null,null,null,null,null,null,null,null,null,null,null,null,null,null,null,null,null,null,null,null,null,null,null,null,null,null,null,null,null,null,null,null,null,null,null,null,null,null,null,null,null,null,"AD-10-5431","UL-Medium: Std/SL TopSense-DM-TT-10-L-U/a",0,"UL"]
[null,null,null,null,null,null,null,null,null,null,null,null,null,null,null,null,null,null,null,null,null,null,null,null,null,null,null,null,null,null,null,null,null,null,null,null,null,null,null,null,null,null,null,null,null,null,null,null,null,null,null,null,null,null,null,null,null,null,null,null,null,null,null,null,null,null,null,null,null,null,null,null,null,null,null,null,null,null,null,null,null,null,null,null,null,null,null,null,null,null,null,null,"AD-10-5436","UL-High: Std/SL TopSense-DM-TT-01-L-U/a",0,"UL"]
[null,null,null,null,null,null,null,null,null,null,null,null,null,null,null,null,null,null,null,null,null,null,null,null,null,null,null,null,null,null,null,null,null,null,null,null,null,null,null,null,null,null,null,null,null,null,null,null,null,null,null,null,null,null,null,null,null,null,null,null,null,null,null,null,null,null,null,null,null,null,null,null,null,null,null,null,null,null,null,null,null,null,null,null,null,null,null,null,null,null,null,null,"AD-10-5446","UL-Medium: Freeze TopSense-DM-TT-10-L-U/a",0,"UL"]
[null,null,null,null,null,null,null,null,null,null,null,null,null,null,null,null,null,null,null,null,null,null,null,null,null,null,null,null,null,null,null,null,null,null,null,null,null,null,null,null,null,null,null,null,null,null,null,null,null,null,null,null,null,null,null,null,null,null,null,null,null,null,null,null,null,null,null,null,null,null,null,null,null,null,null,null,null,null,null,null,null,null,null,null,null,null,null,null,null,null,null,null,"AD-10-5451","UL-High: Freeze TopSense-DM-TT-01-L-U/a",0,"UL"]
[null,null,null,null,null,null,null,null,null,null,null,null,null,null,null,null,null,null,null,null,null,null,null,null,null,null,null,null,null,null,null,null,null,null,null,null,null,null,null,null,null,null,null,null,null,null,null,null,null,null,null,null,null,null,null,null,null,null,null,null,null,null,null,null,null,null,null,null,null,null,null,null,null,null,null,null,null,null,null,null,null,null,null,null,null,null,null,null,null,null,null,null,"Film Display",null,{"$f":"SUMIF($AR$7:$AR$44,#REF!, $AU$7:$AU$44)","v":0}]
[null,null,null,null,null,null,null,null,null,null,null,null,null,null,null,null,null,null,null,null,null,null,null,null,null,null,null,null,null,null,null,null,null,null,null,null,null,null,null,null,null,null,null,null,null,null,null,null,null,null,null,null,null,null,null,null,null,null,null,null,null,null,null,null,null,null,null,null,null,null,null,null,null,null,null,null,null,null,null,null,null,null,null,null,null,null,null,null,null,null,null,null,"AD-10-1035","Pro SensTP-1/3  Film 1",{"$f":"SUMIF($BO$5:$BO$42,CO81, $BR$5:$BR$42)","v":0}]
[null,null,null,null,null,null,null,null,null,null,null,null,null,null,null,null,null,null,null,null,null,null,null,null,null,null,null,null,null,null,null,null,null,null,null,null,null,null,null,null,null,null,null,null,null,null,null,null,null,null,null,null,null,null,null,null,null,null,null,null,null,null,null,null,null,null,null,null,null,null,null,null,null,null,null,null,null,null,null,null,null,null,null,null,null,null,null,null,null,null,null,null,"AD-10-1037","ProSens TP-1/3 Film 2",{"$f":"SUMIF($BO$5:$BO$42,CO82, $BR$5:$BR$42)","v":0}]
[null,null,null,null,null,null,null,null,null,null,null,null,null,null,null,null,null,null,null,null,null,null,null,null,null,null,null,null,null,null,null,null,null,null,null,null,null,null,null,null,null,null,null,null,null,null,null,null,null,null,null,null,null,null,null,null,null,null,null,null,null,null,null,null,null,null,null,null,null,null,null,null,null,null,null,null,null,null,null,null,null,null,null,null,null,null,null,null,null,null,null,null,"AD-10-1076","ProSens TP-4 Film 1",0]
[null,null,null,null,null,null,null,null,null,null,null,null,null,null,null,null,null,null,null,null,null,null,null,null,null,null,null,null,null,null,null,null,null,null,null,null,null,null,null,null,null,null,null,null,null,null,null,null,null,null,null,null,null,null,null,null,null,null,null,null,null,null,null,null,null,null,null,null,null,null,null,null,null,null,null,null,null,null,null,null,null,null,null,null,null,null,null,null,null,null,null,null,"AD-10-1077","ProSens TP-4  Film 2",1]
[null,null,null,null,null,null,null,null,null,null,null,null,null,null,null,null,null,null,null,null,null,null,null,null,null,null,null,null,null,null,null,null,null,null,null,null,null,null,null,null,null,null,null,null,null,null,null,null,null,null,null,null,null,null,null,null,null,null,null,null,null,null,null,null,null,null,null,null,null,null,null,null,null,null,null,null,null,null,null,null,null,null,null,null,null,null,null,null,null,null,null,null,"AD-10-1165","ProSens TP-5 Film 1",0]
[null,null,null,null,null,null,null,null,null,null,null,null,null,null,null,null,null,null,null,null,null,null,null,null,null,null,null,null,null,null,null,null,null,null,null,null,null,null,null,null,null,null,null,null,null,null,null,null,null,null,null,null,null,null,null,null,null,null,null,null,null,null,null,null,null,null,null,null,null,null,null,null,null,null,null,null,null,null,null,null,null,null,null,null,null,null,null,null,null,null,null,null,"AD-10-1167","ProSens TP-5 Film 2",0]
[null,null,null,null,null,null,null,null,null,null,null,null,null,null,null,null,null,null,null,null,null,null,null,null,null,null,null,null,null,null,null,null,null,null,null,null,null,null,null,null,null,null,null,null,null,null,null,null,null,null,null,null,null,null,null,null,null,null,null,null,null,null,null,null,null,null,null,null,null,null,null,null,null,null,null,null,null,null,null,null,null,null,null,null,null,null,null,null,null,null,null,null,"AD-10-1205","TopSens TT Film 1",0]
[null,null,null,null,null,null,null,null,null,null,null,null,null,null,null,null,null,null,null,null,null,null,null,null,null,null,null,null,null,null,null,null,null,null,null,null,null,null,null,null,null,null,null,null,null,null,null,null,null,null,null,null,null,null,null,null,null,null,null,null,null,null,null,null,null,null,null,null,null,null,null,null,null,null,null,null,null,null,null,null,null,null,null,null,null,null,null,null,null,null,null,null,"AD-10-1210","TopSens TT Film 2",0]
[null,null,null,null,null,null,null,null,null,null,null,null,null,null,null,null,null,null,null,null,null,null,null,null,null,null,null,null,null,null,null,null,null,null,null,null,null,null,null,null,null,null,null,null,null,null,null,null,null,null,null,null,null,null,null,null,null,null,null,null,null,null,null,null,null,null,null,null,null,null,null,null,null,null,null,null,null,null,null,null,null,null,null,null,null,null,null,null,null,null,null,null,"AD-10-1400","FW-TM F.FILM DM-MB-TM-XX,1ALA ",0]
[null,null,null,null,null,null,null,null,null,null,null,null,null,null,null,null,null,null,null,null,null,null,null,null,null,null,null,null,null,null,null,null,null,null,null,null,null,null,null,null,null,null,null,null,null,null,null,null,null,null,null,null,null,null,null,null,null,null,null,null,null,null,null,null,null,null,null,null,null,null,null,null,null,null,null,null,null,null,null,null,null,null,null,null,null,null,null,null,null,null,null,null,"AD-10-1410","FW-TM-R FR FILM DM-TM-R-X0,1A ",0]
[null,null,null,null,null,null,null,null,null,null,null,null,null,null,null,null,null,null,null,null,null,null,null,null,null,null,null,null,null,null,null,null,null,null,null,null,null,null,null,null,null,null,null,null,null,null,null,null,null,null,null,null,null,null,null,null,null,null,null,null,null,null,null,null,null,null,null,null,null,null,null,null,null,null,null,null,null,null,null,null,null,null,null,null,null,null,null,null,null,null,null,null,"AD-10-1420","FW-TM-B F  FILM DM-TM-B-X0,1A  ",0]
[null,null,null,null,null,null,null,null,null,null,null,null,null,null,null,null,null,null,null,null,null,null,null,null,null,null,null,null,null,null,null,null,null,null,null,null,null,null,null,null,null,null,null,null,null,null,null,null,null,null,null,null,null,null,null,null,null,null,null,null,null,null,null,null,null,null,null,null,null,null,null,null,null,null,null,null,null,null,null,null,null,null,null,null,null,null,null,null,null,null,null,null,"AD-10-1430","FW-TM-RB F FILM DM-TM-RB-XX,1A ",0]
[null,null,null,null,null,null,null,null,null,null,null,null,null,null,null,null,null,null,null,null,null,null,null,null,null,null,null,null,null,null,null,null,null,null,null,null,null,null,null,null,null,null,null,null,null,null,null,null,null,null,null,null,null,null,null,null,null,null,null,null,null,null,null,null,null,null,null,null,null,null,null,null,null,null,null,null,null,null,null,null,null,null,null,null,null,null,null,null,null,null,null,null,"AD-10-1440","FW-TMV FRO FILM DM-TMV-X0,2A  ",0]
[null,null,null,null,null,null,null,null,null,null,null,null,null,null,null,null,null,null,null,null,null,null,null,null,null,null,null,null,null,null,null,null,null,null,null,null,null,null,null,null,null,null,null,null,null,null,null,null,null,null,null,null,null,null,null,null,null,null,null,null,null,null,null,null,null,null,null,null,null,null,null,null,null,null,null,null,null,null,null,null,null,null,null,null,null,null,null,null,null,null,null,null,"AD-10-1500","FW-AB-1 COVER Micro Sens      ",0]
[null,null,null,null,null,null,null,null,null,null,null,null,null,null,null,null,null,null,null,null,null,null,null,null,null,null,null,null,null,null,null,null,null,null,null,null,null,null,null,null,null,null,null,null,null,null,null,null,null,null,null,null,null,null,null,null,null,null,null,null,null,null,null,null,null,null,null,null,null,null,null,null,null,null,null,null,null,null,null,null,null,null,null,null,null,null,null,null,null,null,null,null,"Network",null," "]
[null,null,null,null,null,null,null,null,null,null,null,null,null,null,null,null,null,null,null,null,null,null,null,null,null,null,null,null,null,null,null,null,null,null,null,null,null,null,null,null,null,null,null,null,null,null,null,null,null,null,null,null,null,null,null,null,null,null,null,null,null,null,null,null,null,null,null,null,null,null,null,null,null,null,null,null,null,null,null,null,null,null,null,null,null,null,null,null,null,null,null,null,"09-20-6140",null,{"$f":"SUMIF($BU$5:$BU$42,CO96, $BS$5:$BS$42)","v":0}]
[null,null,null,null,null,null,null,null,null,null,null,null,null,null,null,null,null,null,null,null,null,null,null,null,null,null,null,null,null,null,null,null,null,null,null,null,null,null,null,null,null,null,null,null,null,null,null,null,null,null,null,null,null,null,null,null,null,null,null,null,null,null,null,null,null,null,null,null,null,null,null,null,null,null,null,null,null,null,null,null,null,null,null,null,null,null,null,null,null,null,null,null,"09-20-6400",null,{"$f":"SUMIF($BU$5:$BU$42,CO97, $BS$5:$BS$42)","v":0}]
[null,null,null,null,null,null,null,null,null,null,null,null,null,null,null,null,null,null,null,null,null,null,null,null,null,null,null,null,null,null,null,null,null,null,null,null,null,null,null,null,null,null,null,null,null,null,null,null,null,null,null,null,null,null,null,null,null,null,null,null,null,null,null,null,null,null,null,null,null,null,null,null,null,null,null,null,null,null,null,null,null,null,null,null,null,null,null,null,null,null,null,null,"09-20-6405",null,0]
[null,null,null,null,null,null,null,null,null,null,null,null,null,null,null,null,null,null,null,null,null,null,null,null,null,null,null,null,null,null,null,null,null,null,null,null,null,null,null,null,null,null,null,null,null,null,null,null,null,null,null,null,null,null,null,null,null,null,null,null,null,null,null,null,null,null,null,null,null,null,null,null,null,null,null,null,null,null,null,null,null,null,null,null,null,null,null,null,null,null,null,null,"09-20-6440",null,0]
[null,null,null,null,null,null,null,null,null,null,null,null,null,null,null,null,null,null,null,null,null,null,null,null,null,null,null,null,null,null,null,null,null,null,null,null,null,null,null,null,null,null,null,null,null,null,null,null,null,null,null,null,null,null,null,null,null,null,null,null,null,null,null,null,null,null,null,null,null,null,null,null,null,null,null,null,null,null,null,null,null,null,null,null,null,null,null,null,null,null,null,null,"09-20-6445",null,0]
[null,null,null,null,null,null,null,null,null,null,null,null,null,null,null,null,null,null,null,null,null,null,null,null,null,null,null,null,null,null,null,null,null,null,null,null,null,null,null,null,null,null,null,null,null,null,null,null,null,null,null,null,null,null,null,null,null,null,null,null,null,null,null,null,null,null,null,null,null,null,null,null,null,null,null,null,null,null,null,null,null,null,null,null,null,null,null,null,null,null,null,null,"09-20-6450",null,0]
[null,null,null,null,null,null,null,null,null,null,null,null,null,null,null,null,null,null,null,null,null,null,null,null,null,null,null,null,null,null,null,null,null,null,null,null,null,null,null,null,null,null,null,null,null,null,null,null,null,null,null,null,null,null,null,null,null,null,null,null,null,null,null,null,null,null,null,null,null,null,null,null,null,null,null,null,null,null,null,null,null,null,null,null,null,null,null,null,null,null,null,null,"09-20-6455",null,1]
[null,null,null,null,null,null,null,null,null,null,null,null,null,null,null,null,null,null,null,null,null,null,null,null,null,null,null,null,null,null,null,null,null,null,null,null,null,null,null,null,null,null,null,null,null,null,null,null,null,null,null,null,null,null,null,null,null,null,null,null,null,null,null,null,null,null,null,null,null,null,null,null,null,null,null,null,null,null,null,null,null,null,null,null,null,null,null,null,null,null,null,null,"09-20-6460",null,0]
[null,null,null,null,null,null,null,null,null,null,null,null,null,null,null,null,null,null,null,null,null,null,null,null,null,null,null,null,null,null,null,null,null,null,null,null,null,null,null,null,null,null,null,null,null,null,null,null,null,null,null,null,null,null,null,null,null,null,null,null,null,null,null,null,null,null,null,null,null,null,null,null,null,null,null,null,null,null,null,null,null,null,null,null,null,null,null,null,null,null,null,null,"Filter",null,{"$f":"SUMIF($AG$7:$AG$44,CO104, $AI$7:$AI$44)","v":0}]
[null,null,null,null,null,null,null,null,null,null,null,null,null,null,null,null,null,null,null,null,null,null,null,null,null,null,null,null,null,null,null,null,null,null,null,null,null,null,null,null,null,null,null,null,null,null,null,null,null,null,null,null,null,null,null,null,null,null,null,null,null,null,null,null,null,null,null,null,null,null,null,null,null,null,null,null,null,null,null,null,null,null,null,null,null,null,null,null,null,null,null,null,"AD-10-1960",null,{"$f":"SUMIF($BY$5:$BY$42,CO105, $F3:$F42)","v":0}]
[null,null,null,null,null,null,null,null,null,null,null,null,null,null,null,null,null,null,null,null,null,null,null,null,null,null,null,null,null,null,null,null,null,null,null,null,null,null,null,null,null,null,null,null,null,null,null,null,null,null,null,null,null,null,null,null,null,null,null,null,null,null,null,null,null,null,null,null,null,null,null,null,null,null,null,null,null,null,null,null,null,null,null,null,null,null,null,null,null,null,null,null,"AD-10-1963",null,{"$f":"SUMIF($BY$5:$BY$42,CO106, $F4:$F43)","v":0}]
[null,null,null,null,null,null,null,null,null,null,null,null,null,null,null,null,null,null,null,null,null,null,null,null,null,null,null,null,null,null,null,null,null,null,null,null,null,null,null,null,null,null,null,null,null,null,null,null,null,null,null,null,null,null,null,null,null,null,null,null,null,null,null,null,null,null,null,null,null,null,null,null,null,null,null,null,null,null,null,null,null,null,null,null,null,null,null,null,null,null,null,null,"AD-10-1966",null,0]
[null,null,null,null,null,null,null,null,null,null,null,null,null,null,null,null,null,null,null,null,null,null,null,null,null,null,null,null,null,null,null,null,null,null,null,null,null,null,null,null,null,null,null,null,null,null,null,null,null,null,null,null,null,null,null,null,null,null,null,null,null,null,null,null,null,null,null,null,null,null,null,null,null,null,null,null,null,null,null,null,null,null,null,null,null,null,null,null,null,null,null,null,"AD-10-1975",null,0]
[null,null,null,null,null,null,null,null,null,null,null,null,null,null,null,null,null,null,null,null,null,null,null,null,null,null,null,null,null,null,null,null,null,null,null,null,null,null,null,null,null,null,null,null,null,null,null,null,null,null,null,null,null,null,null,null,null,null,null,null,null,null,null,null,null,null,null,null,null,null,null,null,null,null,null,null,null,null,null,null,null,null,null,null,null,null,null,null,null,null,null,null,"AD-10-1980",null,0]
[null,null,null,null,null,null,null,null,null,null,null,null,null,null,null,null,null,null,null,null,null,null,null,null,null,null,null,null,null,null,null,null,null,null,null,null,null,null,null,null,null,null,null,null,null,null,null,null,null,null,null,null,null,null,null,null,null,null,null,null,null,null,null,null,null,null,null,null,null,null,null,null,null,null,null,null,null,null,null,null,null,null,null,null,null,null,null,null,null,null,null,null,"SF-650",null,0]
[null,null,null,null,null,null,null,null,null,null,null,null,null,null,null,null,null,null,null,null,null,null,null,null,null,null,null,null,null,null,null,null,null,null,null,null,null,null,null,null,null,null,null,null,null,null,null,null,null,null,null,null,null,null,null,null,null,null,null,null,null,null,null,null,null,null,null,null,null,null,null,null,null,null,null,null,null,null,null,null,null,null,null,null,null,null,null,null,null,null,null,null,"SF-400",null,0]
[null,null,null,null,null,null,null,null,null,null,null,null,null,null,null,null,null,null,null,null,null,null,null,null,null,null,null,null,null,null,null,null,null,null,null,null,null,null,null,null,null,null,null,null,null,null,null,null,null,null,null,null,null,null,null,null,null,null,null,null,null,null,null,null,null,null,null,null,null,null,null,null,null,null,null,null,null,null,null,null,null,null,null,null,null,null,null,null,null,null,null,null,"AD-10-0330",null,0]
[null,null,null,null,null,null,null,null,null,null,null,null,null,null,null,null,null,null,null,null,null,null,null,null,null,null,null,null,null,null,null,null,null,null,null,null,null,null,null,null,null,null,null,null,null,null,null,null,null,null,null,null,null,null,null,null,null,null,null,null,null,null,null,null,null,null,null,null,null,null,null,null,null,null,null,null,null,null,null,null,null,null,null,null,null,null,null,null,null,null,null,null,"AD-10-0332",null,0]
[null,null,null,null,null,null,null,null,null,null,null,null,null,null,null,null,null,null,null,null,null,null,null,null,null,null,null,null,null,null,null,null,null,null,null,null,null,null,null,null,null,null,null,null,null,null,null,null,null,null,null,null,null,null,null,null,null,null,null,null,null,null,null,null,null,null,null,null,null,null,null,null,null,null,null,null,null,null,null,null,null,null,null,null,null,null,null,null,null,null,null,null,"AD-10-0335",null,0]
[null,null,null,null,null,null,null,null,null,null,null,null,null,null,null,null,null,null,null,null,null,null,null,null,null,null,null,null,null,null,null,null,null,null,null,null,null,null,null,null,null,null,null,null,null,null,null,null,null,null,null,null,null,null,null,null,null,null,null,null,null,null,null,null,null,null,null,null,null,null,null,null,null,null,null,null,null,null,null,null,null,null,null,null,null,null,null,null,null,null,null,null,"AD-10-0336",null,0]
[null,null,null,null,null,null,null,null,null,null,null,null,null,null,null,null,null,null,null,null,null,null,null,null,null,null,null,null,null,null,null,null,null,null,null,null,null,null,null,null,null,null,null,null,null,null,null,null,null,null,null,null,null,null,null,null,null,null,null,null,null,null,null,null,null,null,null,null,null,null,null,null,null,null,null,null,null,null,null,null,null,null,null,null,null,null,null,null,null,null,null,null,"PS & battery",null,0]
[null,null,null,null,null,null,null,null,null,null,null,null,null,null,null,null,null,null,null,null,null,null,null,null,null,null,null,null,null,null,null,null,null,null,null,null,null,null,null,null,null,null,null,null,null,null,null,null,null,null,null,null,null,null,null,null,null,null,null,null,null,null,null,null,null,null,null,null,null,null,null,null,null,null,null,null,null,null,null,null,null,null,null,null,null,null,null,null,null,null,null,null,"SV-10-0160",null,{"$f":"SUMIF($CJ$5:$CJ$42,CO117, $F$5:$F$42)","v":1}]
[null,null,null,null,null,null,null,null,null,null,null,null,null,null,null,null,null,null,null,null,null,null,null,null,null,null,null,null,null,null,null,null,null,null,null,null,null,null,null,null,null,null,null,null,null,null,null,null,null,null,null,null,null,null,null,null,null,null,null,null,null,null,null,null,null,null,null,null,null,null,null,null,null,null,null,null,null,null,null,null,null,null,null,null,null,null,null,null,null,null,null,null,"SV-10-0165",null,{"$f":"SUMIF($CJ$5:$CJ$42,CO118, $F$5:$F$42)","v":0}]
[null,null,null,null,null,null,null,null,null,null,null,null,null,null,null,null,null,null,null,null,null,null,null,null,null,null,null,null,null,null,null,null,null,null,null,null,null,null,null,null,null,null,null,null,null,null,null,null,null,null,null,null,null,null,null,null,null,null,null,null,null,null,null,null,null,null,null,null,null,null,null,null,null,null,null,null,null,null,null,null,null,null,null,null,null,null,null,null,null,null,null,null,"SV-10-0170",null,0]
[null,null,null,null,null,null,null,null,null,null,null,null,null,null,null,null,null,null,null,null,null,null,null,null,null,null,null,null,null,null,null,null,null,null,null,null,null,null,null,null,null,null,null,null,null,null,null,null,null,null,null,null,null,null,null,null,null,null,null,null,null,null,null,null,null,null,null,null,null,null,null,null,null,null,null,null,null,null,null,null,null,null,null,null,null,null,null,null,null,null,null,null,"SV-10-0185",null,0]
[null,null,null,null,null,null,null,null,null,null,null,null,null,null,null,null,null,null,null,null,null,null,null,null,null,null,null,null,null,null,null,null,null,null,null,null,null,null,null,null,null,null,null,null,null,null,null,null,null,null,null,null,null,null,null,null,null,null,null,null,null,null,null,null,null,null,null,null,null,null,null,null,null,null,null,null,null,null,null,null,null,null,null,null,null,null,null,null,null,null,null,null,"Piping"]
[null,null,null,null,null,null,null,null,null,null,null,null,null,null,null,null,null,null,null,null,null,null,null,null,null,null,null,null,null,null,null,null,null,null,null,null,null,null,null,null,null,null,null,null,null,null,null,null,null,null,null,null,null,null,null,null,null,null,null,null,null,null,null,null,null,null,null,null,null,null,null,null,null,null,null,null,null,null,null,null,null,null,null,null,null,null,null,null,null,null,null,null,"01-10-8020",null," "]
[null,null,null,null,null,null,null,null,null,null,null,null,null,null,null,null,null,null,null,null,null,null,null,null,null,null,null,null,null,null,null,null,null,null,null,null,null,null,null,null,null,null,null,null,null,null,null,null,null,null,null,null,null,null,null,null,null,null,null,null,null,null,null,null,null,null,null,null,null,null,null,null,null,null,null,null,null,null,null,null,null,null,null,null,null,null,null,null,null,null,null,null,"01-10-8030"]
[null,null,null,null,null,null,null,null,null,null,null,null,null,null,null,null,null,null,null,null,null,null,null,null,null,null,null,null,null,null,null,null,null,null,null,null,null,null,null,null,null,null,null,null,null,null,null,null,null,null,null,null,null,null,null,null,null,null,null,null,null,null,null,null,null,null,null,null,null,null,null,null,null,null,null,null,null,null,null,null,null,null,null,null,null,null,null,null,null,null,null,null,"01-10-9245"]
[null,null,null,null,null,null,null,null,null,null,null,null,null,null,null,null,null,null,null,null,null,null,null,null,null,null,null,null,null,null,null,null,null,null,null,null,null,null,null,null,null,null,null,null,null,null,null,null,null,null,null,null,null,null,null,null,null,null,null,null,null,null,null,null,null,null,null,null,null,null,null,null,null,null,null,null,null,null,null,null,null,null,null,null,null,null,null,null,null,null,null,null,"01-10-9255"]
[null,null,null,null,null,null,null,null,null,null,null,null,null,null,null,null,null,null,null,null,null,null,null,null,null,null,null,null,null,null,null,null,null,null,null,null,null,null,null,null,null,null,null,null,null,null,null,null,null,null,null,null,null,null,null,null,null,null,null,null,null,null,null,null,null,null,null,null,null,null,null,null,null,null,null,null,null,null,null,null,null,null,null,null,null,null,null,null,null,null,null,null,"01-10-9290"]
[null,null,null,null,null,null,null,null,null,null,null,null,null,null,null,null,null,null,null,null,null,null,null,null,null,null,null,null,null,null,null,null,null,null,null,null,null,null,null,null,null,null,null,null,null,null,null,null,null,null,null,null,null,null,null,null,null,null,null,null,null,null,null,null,null,null,null,null,null,null,null,null,null,null,null,null,null,null,null,null,null,null,null,null,null,null,null,null,null,null,null,null,"01-10-9330"]
[null,null,null,null,null,null,null,null,null,null,null,null,null,null,null,null,null,null,null,null,null,null,null,null,null,null,null,null,null,null,null,null,null,null,null,null,null,null,null,null,null,null,null,null,null,null,null,null,null,null,null,null,null,null,null,null,null,null,null,null,null,null,null,null,null,null,null,null,null,null,null,null,null,null,null,null,null,null,null,null,null,null,null,null,null,null,null,null,null,null,null,null,"01-10-9360"]
[null,null,null,null,null,null,null,null,null,null,null,null,null,null,null,null,null,null,null,null,null,null,null,null,null,null,null,null,null,null,null,null,null,null,null,null,null,null,null,null,null,null,null,null,null,null,null,null,null,null,null,null,null,null,null,null,null,null,null,null,null,null,null,null,null,null,null,null,null,null,null,null,null,null,null,null,null,null,null,null,null,null,null,null,null,null,null,null,null,null,null,null,"01-10-9370"]
[null,null,null,null,null,null,null,null,null,null,null,null,null,null,null,null,null,null,null,null,null,null,null,null,null,null,null,null,null,null,null,null,null,null,null,null,null,null,null,null,null,null,null,null,null,null,null,null,null,null,null,null,null,null,null,null,null,null,null,null,null,null,null,null,null,null,null,null,null,null,null,null,null,null,null,null,null,null,null,null,null,null,null,null,null,null,null,null,null,null,null,null,"01-10-9380"]
[null,null,null,null,null,null,null,null,null,null,null,null,null,null,null,null,null,null,null,null,null,null,null,null,null,null,null,null,null,null,null,null,null,null,null,null,null,null,null,null,null,null,null,null,null,null,null,null,null,null,null,null,null,null,null,null,null,null,null,null,null,null,null,null,null,null,null,null,null,null,null,null,null,null,null,null,null,null,null,null,null,null,null,null,null,null,null,null,null,null,null,null,"01-10-9390"]
[null,null,null,null,null,null,null,null,null,null,null,null,null,null,null,null,null,null,null,null,null,null,null,null,null,null,null,null,null,null,null,null,null,null,null,null,null,null,null,null,null,null,null,null,null,null,null,null,null,null,null,null,null,null,null,null,null,null,null,null,null,null,null,null,null,null,null,null,null,null,null,null,null,null,null,null,null,null,null,null,null,null,null,null,null,null,null,null,null,null,null,null,"01-10-9395"]
[null,null,null,null,null,null,null,null,null,null,null,null,null,null,null,null,null,null,null,null,null,null,null,null,null,null,null,null,null,null,null,null,null,null,null,null,null,null,null,null,null,null,null,null,null,null,null,null,null,null,null,null,null,null,null,null,null,null,null,null,null,null,null,null,null,null,null,null,null,null,null,null,null,null,null,null,null,null,null,null,null,null,null,null,null,null,null,null,null,null,null,null,"01-10-9400"]
[null,null,null,null,null,null,null,null,null,null,null,null,null,null,null,null,null,null,null,null,null,null,null,null,null,null,null,null,null,null,null,null,null,null,null,null,null,null,null,null,null,null,null,null,null,null,null,null,null,null,null,null,null,null,null,null,null,null,null,null,null,null,null,null,null,null,null,null,null,null,null,null,null,null,null,null,null,null,null,null,null,null,null,null,null,null,null,null,null,null,null,null,"01-10-9410"]
[null,null,null,null,null,null,null,null,null,null,null,null,null,null,null,null,null,null,null,null,null,null,null,null,null,null,null,null,null,null,null,null,null,null,null,null,null,null,null,null,null,null,null,null,null,null,null,null,null,null,null,null,null,null,null,null,null,null,null,null,null,null,null,null,null,null,null,null,null,null,null,null,null,null,null,null,null,null,null,null,null,null,null,null,null,null,null,null,null,null,null,null,"01-10-9420"]
[null,null,null,null,null,null,null,null,null,null,null,null,null,null,null,null,null,null,null,null,null,null,null,null,null,null,null,null,null,null,null,null,null,null,null,null,null,null,null,null,null,null,null,null,null,null,null,null,null,null,null,null,null,null,null,null,null,null,null,null,null,null,null,null,null,null,null,null,null,null,null,null,null,null,null,null,null,null,null,null,null,null,null,null,null,null,null,null,null,null,null,null,"01-10-9430"]
[null,null,null,null,null,null,null,null,null,null,null,null,null,null,null,null,null,null,null,null,null,null,null,null,null,null,null,null,null,null,null,null,null,null,null,null,null,null,null,null,null,null,null,null,null,null,null,null,null,null,null,null,null,null,null,null,null,null,null,null,null,null,null,null,null,null,null,null,null,null,null,null,null,null,null,null,null,null,null,null,null,null,null,null,null,null,null,null,null,null,null,null,"01-10-9440"]
[null,null,null,null,null,null,null,null,null,null,null,null,null,null,null,null,null,null,null,null,null,null,null,null,null,null,null,null,null,null,null,null,null,null,null,null,null,null,null,null,null,null,null,null,null,null,null,null,null,null,null,null,null,null,null,null,null,null,null,null,null,null,null,null,null,null,null,null,null,null,null,null,null,null,null,null,null,null,null,null,null,null,null,null,null,null,null,null,null,null,null,null,"01-10-9450"]
[null,null,null,null,null,null,null,null,null,null,null,null,null,null,null,null,null,null,null,null,null,null,null,null,null,null,null,null,null,null,null,null,null,null,null,null,null,null,null,null,null,null,null,null,null,null,null,null,null,null,null,null,null,null,null,null,null,null,null,null,null,null,null,null,null,null,null,null,null,null,null,null,null,null,null,null,null,null,null,null,null,null,null,null,null,null,null,null,null,null,null,null,"01-10-9460"]
[null,null,null,null,null,null,null,null,null,null,null,null,null,null,null,null,null,null,null,null,null,null,null,null,null,null,null,null,null,null,null,null,null,null,null,null,null,null,null,null,null,null,null,null,null,null,null,null,null,null,null,null,null,null,null,null,null,null,null,null,null,null,null,null,null,null,null,null,null,null,null,null,null,null,null,null,null,null,null,null,null,null,null,null,null,null,null,null,null,null,null,null,"01-10-9470"]
[null,null,null,null,null,null,null,null,null,null,null,null,null,null,null,null,null,null,null,null,null,null,null,null,null,null,null,null,null,null,null,null,null,null,null,null,null,null,null,null,null,null,null,null,null,null,null,null,null,null,null,null,null,null,null,null,null,null,null,null,null,null,null,null,null,null,null,null,null,null,null,null,null,null,null,null,null,null,null,null,null,null,null,null,null,null,null,null,null,null,null,null,"01-10-9480"]
[null,null,null,null,null,null,null,null,null,null,null,null,null,null,null,null,null,null,null,null,null,null,null,null,null,null,null,null,null,null,null,null,null,null,null,null,null,null,null,null,null,null,null,null,null,null,null,null,null,null,null,null,null,null,null,null,null,null,null,null,null,null,null,null,null,null,null,null,null,null,null,null,null,null,null,null,null,null,null,null,null,null,null,null,null,null,null,null,null,null,null,null,"01-10-9490"]
[null,null,null,null,null,null,null,null,null,null,null,null,null,null,null,null,null,null,null,null,null,null,null,null,null,null,null,null,null,null,null,null,null,null,null,null,null,null,null,null,null,null,null,null,null,null,null,null,null,null,null,null,null,null,null,null,null,null,null,null,null,null,null,null,null,null,null,null,null,null,null,null,null,null,null,null,null,null,null,null,null,null,null,null,null,null,null,null,null,null,null,null,"01-10-9500"]
[null,null,null,null,null,null,null,null,null,null,null,null,null,null,null,null,null,null,null,null,null,null,null,null,null,null,null,null,null,null,null,null,null,null,null,null,null,null,null,null,null,null,null,null,null,null,null,null,null,null,null,null,null,null,null,null,null,null,null,null,null,null,null,null,null,null,null,null,null,null,null,null,null,null,null,null,null,null,null,null,null,null,null,null,null,null,null,null,null,null,null,null,"01-10-9510"]
[null,null,null,null,null,null,null,null,null,null,null,null,null,null,null,null,null,null,null,null,null,null,null,null,null,null,null,null,null,null,null,null,null,null,null,null,null,null,null,null,null,null,null,null,null,null,null,null,null,null,null,null,null,null,null,null,null,null,null,null,null,null,null,null,null,null,null,null,null,null,null,null,null,null,null,null,null,null,null,null,null,null,null,null,null,null,null,null,null,null,null,null,"01-10-9520"]
[null,null,null,null,null,null,null,null,null,null,null,null,null,null,null,null,null,null,null,null,null,null,null,null,null,null,null,null,null,null,null,null,null,null,null,null,null,null,null,null,null,null,null,null,null,null,null,null,null,null,null,null,null,null,null,null,null,null,null,null,null,null,null,null,null,null,null,null,null,null,null,null,null,null,null,null,null,null,null,null,null,null,null,null,null,null,null,null,null,null,null,null,"01-10-9530"]
[null,null,null,null,null,null,null,null,null,null,null,null,null,null,null,null,null,null,null,null,null,null,null,null,null,null,null,null,null,null,null,null,null,null,null,null,null,null,null,null,null,null,null,null,null,null,null,null,null,null,null,null,null,null,null,null,null,null,null,null,null,null,null,null,null,null,null,null,null,null,null,null,null,null,null,null,null,null,null,null,null,null,null,null,null,null,null,null,null,null,null,null,"01-10-9540"]
[null,null,null,null,null,null,null,null,null,null,null,null,null,null,null,null,null,null,null,null,null,null,null,null,null,null,null,null,null,null,null,null,null,null,null,null,null,null,null,null,null,null,null,null,null,null,null,null,null,null,null,null,null,null,null,null,null,null,null,null,null,null,null,null,null,null,null,null,null,null,null,null,null,null,null,null,null,null,null,null,null,null,null,null,null,null,null,null,null,null,null,null,"01-10-9580"]
[null,null,null,null,null,null,null,null,null,null,null,null,null,null,null,null,null,null,null,null,null,null,null,null,null,null,null,null,null,null,null,null,null,null,null,null,null,null,null,null,null,null,null,null,null,null,null,null,null,null,null,null,null,null,null,null,null,null,null,null,null,null,null,null,null,null,null,null,null,null,null,null,null,null,null,null,null,null,null,null,null,null,null,null,null,null,null,null,null,null,null,null,"01-10-9590"]
[null,null,null,null,null,null,null,null,null,null,null,null,null,null,null,null,null,null,null,null,null,null,null,null,null,null,null,null,null,null,null,null,null,null,null,null,null,null,null,null,null,null,null,null,null,null,null,null,null,null,null,null,null,null,null,null,null,null,null,null,null,null,null,null,null,null,null,null,null,null,null,null,null,null,null,null,null,null,null,null,null,null,null,null,null,null,null,null,null,null,null,null,"01-10-9600"]
[null,null,null,null,null,null,null,null,null,null,null,null,null,null,null,null,null,null,null,null,null,null,null,null,null,null,null,null,null,null,null,null,null,null,null,null,null,null,null,null,null,null,null,null,null,null,null,null,null,null,null,null,null,null,null,null,null,null,null,null,null,null,null,null,null,null,null,null,null,null,null,null,null,null,null,null,null,null,null,null,null,null,null,null,null,null,null,null,null,null,null,null,"01-10-9610"]
[null,null,null,null,null,null,null,null,null,null,null,null,null,null,null,null,null,null,null,null,null,null,null,null,null,null,null,null,null,null,null,null,null,null,null,null,null,null,null,null,null,null,null,null,null,null,null,null,null,null,null,null,null,null,null,null,null,null,null,null,null,null,null,null,null,null,null,null,null,null,null,null,null,null,null,null,null,null,null,null,null,null,null,null,null,null,null,null,null,null,null,null,"01-10-9620"]
[null,null,null,null,null,null,null,null,null,null,null,null,null,null,null,null,null,null,null,null,null,null,null,null,null,null,null,null,null,null,null,null,null,null,null,null,null,null,null,null,null,null,null,null,null,null,null,null,null,null,null,null,null,null,null,null,null,null,null,null,null,null,null,null,null,null,null,null,null,null,null,null,null,null,null,null,null,null,null,null,null,null,null,null,null,null,null,null,null,null,null,null,"01-10-9630"]
[null,null,null,null,null,null,null,null,null,null,null,null,null,null,null,null,null,null,null,null,null,null,null,null,null,null,null,null,null,null,null,null,null,null,null,null,null,null,null,null,null,null,null,null,null,null,null,null,null,null,null,null,null,null,null,null,null,null,null,null,null,null,null,null,null,null,null,null,null,null,null,null,null,null,null,null,null,null,null,null,null,null,null,null,null,null,null,null,null,null,null,null,"01-10-9640"]
[null,null,null,null,null,null,null,null,null,null,null,null,null,null,null,null,null,null,null,null,null,null,null,null,null,null,null,null,null,null,null,null,null,null,null,null,null,null,null,null,null,null,null,null,null,null,null,null,null,null,null,null,null,null,null,null,null,null,null,null,null,null,null,null,null,null,null,null,null,null,null,null,null,null,null,null,null,null,null,null,null,null,null,null,null,null,null,null,null,null,null,null,"01-10-9650"]
[null,null,null,null,null,null,null,null,null,null,null,null,null,null,null,null,null,null,null,null,null,null,null,null,null,null,null,null,null,null,null,null,null,null,null,null,null,null,null,null,null,null,null,null,null,null,null,null,null,null,null,null,null,null,null,null,null,null,null,null,null,null,null,null,null,null,null,null,null,null,null,null,null,null,null,null,null,null,null,null,null,null,null,null,null,null,null,null,null,null,null,null,"01-10-9660"]
[null,null,null,null,null,null,null,null,null,null,null,null,null,null,null,null,null,null,null,null,null,null,null,null,null,null,null,null,null,null,null,null,null,null,null,null,null,null,null,null,null,null,null,null,null,null,null,null,null,null,null,null,null,null,null,null,null,null,null,null,null,null,null,null,null,null,null,null,null,null,null,null,null,null,null,null,null,null,null,null,null,null,null,null,null,null,null,null,null,null,null,null,"01-10-9670"]
[null,null,null,null,null,null,null,null,null,null,null,null,null,null,null,null,null,null,null,null,null,null,null,null,null,null,null,null,null,null,null,null,null,null,null,null,null,null,null,null,null,null,null,null,null,null,null,null,null,null,null,null,null,null,null,null,null,null,null,null,null,null,null,null,null,null,null,null,null,null,null,null,null,null,null,null,null,null,null,null,null,null,null,null,null,null,null,null,null,null,null,null,"01-10-9680"]
[null,null,null,null,null,null,null,null,null,null,null,null,null,null,null,null,null,null,null,null,null,null,null,null,null,null,null,null,null,null,null,null,null,null,null,null,null,null,null,null,null,null,null,null,null,null,null,null,null,null,null,null,null,null,null,null,null,null,null,null,null,null,null,null,null,null,null,null,null,null,null,null,null,null,null,null,null,null,null,null,null,null,null,null,null,null,null,null,null,null,null,null,"01-10-9690"]
[null,null,null,null,null,null,null,null,null,null,null,null,null,null,null,null,null,null,null,null,null,null,null,null,null,null,null,null,null,null,null,null,null,null,null,null,null,null,null,null,null,null,null,null,null,null,null,null,null,null,null,null,null,null,null,null,null,null,null,null,null,null,null,null,null,null,null,null,null,null,null,null,null,null,null,null,null,null,null,null,null,null,null,null,null,null,null,null,null,null,null,null,"01-10-9700"]
[null,null,null,null,null,null,null,null,null,null,null,null,null,null,null,null,null,null,null,null,null,null,null,null,null,null,null,null,null,null,null,null,null,null,null,null,null,null,null,null,null,null,null,null,null,null,null,null,null,null,null,null,null,null,null,null,null,null,null,null,null,null,null,null,null,null,null,null,null,null,null,null,null,null,null,null,null,null,null,null,null,null,null,null,null,null,null,null,null,null,null,null,"01-10-9710"]
[null,null,null,null,null,null,null,null,null,null,null,null,null,null,null,null,null,null,null,null,null,null,null,null,null,null,null,null,null,null,null,null,null,null,null,null,null,null,null,null,null,null,null,null,null,null,null,null,null,null,null,null,null,null,null,null,null,null,null,null,null,null,null,null,null,null,null,null,null,null,null,null,null,null,null,null,null,null,null,null,null,null,null,null,null,null,null,null,null,null,null,null,"01-10-9720"]
[null,null,null,null,null,null,null,null,null,null,null,null,null,null,null,null,null,null,null,null,null,null,null,null,null,null,null,null,null,null,null,null,null,null,null,null,null,null,null,null,null,null,null,null,null,null,null,null,null,null,null,null,null,null,null,null,null,null,null,null,null,null,null,null,null,null,null,null,null,null,null,null,null,null,null,null,null,null,null,null,null,null,null,null,null,null,null,null,null,null,null,null,"01-10-9730"]
[null,null,null,null,null,null,null,null,null,null,null,null,null,null,null,null,null,null,null,null,null,null,null,null,null,null,null,null,null,null,null,null,null,null,null,null,null,null,null,null,null,null,null,null,null,null,null,null,null,null,null,null,null,null,null,null,null,null,null,null,null,null,null,null,null,null,null,null,null,null,null,null,null,null,null,null,null,null,null,null,null,null,null,null,null,null,null,null,null,null,null,null,"01-10-9740"]
[null,null,null,null,null,null,null,null,null,null,null,null,null,null,null,null,null,null,null,null,null,null,null,null,null,null,null,null,null,null,null,null,null,null,null,null,null,null,null,null,null,null,null,null,null,null,null,null,null,null,null,null,null,null,null,null,null,null,null,null,null,null,null,null,null,null,null,null,null,null,null,null,null,null,null,null,null,null,null,null,null,null,null,null,null,null,null,null,null,null,null,null,"01-10-9750"]

{"sheet":"Configurator2","index":7,"n_rows":412,"n_cols":16,"rows_kept":412,"cut":false,"hidden":false,"merged":[]}
[]
[null,null," ",null,null,null,null,null,null,null,1,null,null,1]
[null,null,null,null,null,null,null,null,null,null,1,null,null,1]
[null,null,null,null,null,null,null,null,null,null,1,"830 single",0,1," ",0]
[null,null,null,null,null,null,null,null,null,null,1,"830 multi",0,1," ",0]
[null,"Product Code (SKU)","Product Description","TP","Model","Net","Application","Type","List Price","Q-ty\nFrom Setup","Q-ty\nMANUAL",null,"List Price","Q-ty\nMANUAL","Total"]
[null,null,null,null,null,null,null,null,null,null,null,null,null,{"$f":"+K7","v":0}]
[null,"Wagner ASD System",null,null,null,null,null,null,null,null,1,null," "," "]
[null,1,"Main Device",null,null,null,null,null,null,1,1,null,null,0]
[null,"AD-05-5400","FM-TP-1-U ASD PROSENS  Standard(No Network)","TP-1","ProSens",null,"Std","FM",2476.8101000000001,{"$f":"+QuickConvertXtralis!CQ23","v":0},{"$f":"IF(J10<>0,J10,0)","v":0},null,2476.8101000000001,0,{"$f":"+N10*M10","v":0}]
[null,"AD-05-5410","FM-TP-1-SL-U ASD PROSENS SILENT (No Network)","TP-1","ProSens",null,"SL","FM",3250.8242,{"$f":"+QuickConvertXtralis!CQ24","v":0},0,null,3250.8242,0,{"$f":"+N11*M11","v":0}]
[null,"AD-05-5405","FM-TP-1 F-U ASD PROSENS FREEZE (No Network)","TP-1","ProSens",null,"Freeze","FM",2941.2165000000005,{"$f":"+QuickConvertXtralis!CQ25","v":0},0,null,2941.2165000000005,0,0]
[null,"AD-05-5415","FM-TP-3-U ASD PROSENS/NET  Standard","TP-3","ProSens","Net","Std","FM",3250.8242,{"$f":"+QuickConvertXtralis!CQ26","v":0},0,null,0,0,0,"Use TP-4 Price"]
[null,"AD-05-5425","FM-TP-3-SL-U ASD PROSENS/NET SILENT","TP-3","ProSens","Net","SL","FM",4024.8897999999999,{"$f":"+QuickConvertXtralis!CQ27","v":0},0,null,0,0,0,"Use TP-4 Price"]
[null,"AD-05-5420","FM-TP-3-F-U ASD PROSENS/NET FREEZE","TP-3","ProSens","Net","Freeze","FM",3870.0190000000002,{"$f":"+QuickConvertXtralis!CQ28","v":0},0,null,0,0,0,"Use TP-4 Price"]
[null,"AD-05-5430","FM-TP-4-U ASD PROSENS/NET  Standard","TP-4","ProSens","Net","Std","FM",2941.2165000000005,{"$f":"+QuickConvertXtralis!CQ29","v":0},0,null,3250.8242,0,0]
[null,"AD-05-5440","FM-TP-4-SL-U ASD PROSENS/NET SILENT","TP-4","ProSens","Net","SL","FM",3870.0190000000002,{"$f":"+QuickConvertXtralis!CQ30","v":0},{"$f":"IF(J17<>0,J17,0)","v":0},null,4024.8897999999999,0,0]
[null,"AD-05-5435","FM-TP-4-F-U ASD PROSENS/NET FREEZE","TP-4","ProSens","Net","Freeze","FM",3715.21,{"$f":"+QuickConvertXtralis!CQ31","v":0},{"$f":"IF(J18<>0,J18,0)","v":0},null,3870.0190000000002,0,0]
[null,"AD-05-5445","FM-TP-5-U ASD PROSENS/NET  Standard","TP-5","ProSens","Net","Std","FM",4024.8897999999999,{"$f":"+QuickConvertXtralis!CQ32","v":0},0,null,4024.8897999999999,0,0]
[null,"AD-05-5455","FM-TP-5-SL-U ASD PROSENS/NET SILENT","TP-5","ProSens","Net","SL","FM",4798.8215,{"$f":"+QuickConvertXtralis!CQ33","v":0},0,null,4798.8215,0,0]
[null,"AD-05-5450","FM-TP-5-F-U ASD PROSENS/NET FREEZE","TP-5","ProSens","Net","Freeze","FM",4798.8215,{"$f":"+QuickConvertXtralis!CQ34","v":0},0,null,4798.8215,0,0]
[null,"AD-05-5460","FM-TT-1-U ASD TOPSENS            ","TT-1","TopSens",null,"Std","FM",6532.5896000000002,{"$f":"+QuickConvertXtralis!CQ35","v":0},0,null,6532.5896000000002,0,0]
[null,"AD-05-5465","FM-TT-1 F-U ASD TOPSENS SILENT","TT-1","TopSens",null,"Freeze","FM",7809.8617000000004,{"$f":"+QuickConvertXtralis!CQ36","v":0},0,null,7809.8617000000004,0,0]
[null,"AD-05-5470","FM-TT-1-SL-U ASD TOPSENS FREEZE","TT_1","TopSens",null,"SL","FM",7306.6037000000006,{"$f":"+QuickConvertXtralis!CQ37","v":0},0,null,7306.6037000000006,0,0]
[null,"AD-05-5401","UL-TP-1-U ASD PROSENS  Standard(No Network)","TP-1","ProSens",null,"Std","UL",2476.8101000000001,{"$f":"+QuickConvertXtralis!CQ38","v":0},0,null,2476.8101000000001,0,0]
[null,"AD-05-5413","UL-TP-1-SL-U ASD PROSENS SILENT (No Network)","TP-1","ProSens",null,"SL","UL",3250.8242,{"$f":"+QuickConvertXtralis!CQ39","v":0},0,null,3250.8242,0,0]
[null,"AD-05-5406","UL-TP-1 F-U ASD PROSENS FREEZE (No Network)","TP-1","ProSens",null,"Freeze","UL",2941.2165000000005,{"$f":"+QuickConvertXtralis!CQ40","v":0},0,null,2941.2165000000005,0,0]
[null,"AD-05-5416","UL-TP-3-U ASD PROSENS/NET  Standard","TP-3","ProSens","Net","Std","UL",3250.8242,{"$f":"+QuickConvertXtralis!CQ41","v":0},0,null,3250.8242,0,0,"Use TP-4 Price"]
[null,"AD-05-5426","UL-TP-3-SL-U ASD PROSENS/NET SILENT","TP-3","ProSens","Net","SL","UL",4024.8897999999999,{"$f":"+QuickConvertXtralis!CQ42","v":0},0,null,4024.8897999999999,0,0,"Use TP-4 Price"]
[null,"AD-05-5421","UL-TP-3-F-U ASD PROSENS/NET FREEZE","TP-3","ProSens","Net","Freeze","UL",3870.0190000000002,{"$f":"+QuickConvertXtralis!CQ43","v":0},0,null,3870.0190000000002,0,0,"Use TP-4 Price"]
[null,"AD-05-5432","UL-TP-4-U ASD PROSENS/NET  Standard","TP-4","ProSens","Net","Std","UL",2941.2165000000005,{"$f":"+QuickConvertXtralis!CQ44","v":0},0,null,3250.8242,0,0]
[null,"AD-05-5441","UL-TP-4-SL-U ASD PROSENS/NET SILENT","TP-4","ProSens","Net","SL","UL",3870.0190000000002,{"$f":"+QuickConvertXtralis!CQ45","v":0},0,null,4024.8897999999999,0,0]
[null,"AD-05-5437","UL-TP-4-F-U ASD PROSENS/NET FREEZE","TP-4","ProSens","Net","Freeze","UL",3715.21,{"$f":"+QuickConvertXtralis!CQ46","v":0},0,null,3870.0190000000002,0,0]
[null,"AD-05-5446","UL-TP-5-U ASD PROSENS/NET  Standard","TP-5","ProSens","Net","Std","UL",4024.8897999999999,{"$f":"+QuickConvertXtralis!CQ47","v":1},1,null,4024.8897999999999,1,4024.8897999999999]
[null,"AD-05-5456","UL-TP-5-SL-U ASD PROSENS/NET SILENT","TP-5","ProSens","Net","SL","UL",4798.8215,{"$f":"+QuickConvertXtralis!CQ48","v":0},0,null,4798.8215,0,0]
[null,"AD-05-5451","UL-TP-5-F-U ASD PROSENS/NET FREEZE","TP-5","ProSens","Net","Freeze","UL",4798.8215,{"$f":"+QuickConvertXtralis!CQ49","v":0},0,null,4798.8215,0,0]
[null,"AD-05-5461","UL-TT-1-U ASD TOPSENS            ","TT-1","TopSens",null,"Std","UL",6532.5896000000002,{"$f":"+QuickConvertXtralis!CQ50","v":0},0,null,6532.5896000000002,0,0]
[null,"AD-05-5471","UL-TT-1 F-U ASD TOPSENS SILENT","TT-1","TopSens",null,"Freeze","UL",7809.8617000000004,{"$f":"+QuickConvertXtralis!CQ51","v":0},0,null,7809.8617000000004,0,0]
[null,"AD-05-5466","UL-TT-1-SL-U ASD TOPSENS FREEZE","TT_1","TopSens",null,"SL","UL",7306.6037000000006,{"$f":"+QuickConvertXtralis!CQ52","v":0},0,null,7306.6037000000006,0,0]
[null,"AD-05-1140","TF-1 ASD FUSION               ","TF-1","Fusion",null,"Std","EN54",1881.6658,0,0,null,0,0,0]
[null,"AD-05-1145","TF-1-SL ASD FUSION SILENT     ","TF-1","Fusion",null,"SL","EN54",2754.6628999999998,0,0,null,0,0,0]
[null,"AD-05-0457","TP-1/A ASD PROSENS            ","TP-1","ProSens",null,"Std","EN54",2205.9407000000001,0,0,null,0,0,0]
[null,"AD-05-0458","TP-1-SL ASD PROSENS SILENT    ","TP-1","ProSens",null,"SL","EN54",3096.0152000000003,0,0,null,0,0,0]
[null,"AD-05-0467","TP-1 F/A ASD PROSENS FREEZE   ","TP-1","ProSens",null,"Freeze","EN54",2786.4075000000003,0,0,null,0,0,0]
[null,"AD-05-5400","TP-1-U ASD PROSENS            ","TP-1","ProSens",null,"Std","EN54",2476.8101000000001,0,0,null,0,0,0]
[null,"AD-05-5410","TP-1-SL-U ASD PROSENS SILENT  ","TP-1","ProSens",null,"SL","EN54",3250.8242,0,0,null,0,0,0]
[null,"AD-05-5405","TP-1 F-U ASD PROSENS FREEZE   ","TP-1","ProSens",null,"Freeze","EN54",2941.2165000000005,0,0,null,0,0,0]
[null,"AD-05-0665","TP-5 ASD PROSENS/NET          ","TP-5","ProSens","Net","Std","EN54",3870.0190000000002,0,0,null,0,0,0]
[null,"AD-05-0667","TP-5-SL ASD PROSENS/NET SL    ","TP-5","ProSens","Net","SL","EN54",4644.0124999999998,0,0,null,0,0,0]
[null,"AD-05-0669","TP-5-F-A ASD PROSENS/NET FRE  ","TP-5","ProSens","Net","Freeze","EN54",4644.0124999999998,0,0,null,0,0,0]
[null,"AD-05-1220","TT-1/A ASD TOPSENS            ","TT-1","TopSens",null,"Std","EN54",6058.8823000000002,0,0,null,0,0,0]
[null,"AD-05-1240","TT-1-SL ASD TOPSENS SILENT    ","TT-1","TopSens",null,"SL","EN54",7151.7947000000004,0,0,null,0,0,0]
[null,"AD-05-1350","TT-1 F/A ASD TOPSENS FREEZE   ","TT-1","TopSens",null,"Freeze","EN54",7655.0012000000006,0,0,null,0,0,0]
[null,2,"Detection Module"]
[null,"AD-10-5410","FM-Standard: Std/SL ProSens - DM-TP-50-L-U ","Std","ProSens",null,"Std/SL","FM",1083.6115,{"$f":"+QuickConvertXtralis!CQ54","v":0},{"$f":"IF(J55<>0,J55,0)","v":0},null,1083.6115,0,0]
[null,"AD-10-5400","FM-Medium :Std/SL-ProSens -DM-TP-10-L-U ","Medium","ProSens",null,"Std/SL","FM",1470.6031,{"$f":"+QuickConvertXtralis!CQ55","v":0},0,null,1470.6031,0,0]
[null,"AD-10-5405","FM-High: Std/SL-ProSens -DM-TP-01-L-U","High","ProSens",null,"Std/SL","FM",1083.6115,{"$f":"+QuickConvertXtralis!CQ56","v":0},0,null,4682.8126000000002,0,0]
[null,"AD-10-5425","FM-Standard: Freeze ProSens - DM-TP-50-L-F-U","Std","ProSens",null,"Freeze","FM",1083.6115,{"$f":"+QuickConvertXtralis!CQ57","v":0},0,null,1292.7221,0,0]
[null,"AD-10-5415","FM-Medium:Freeze ProSens - DM-TP-10-L-F-U ","Std","ProSens","Net","Std/SL","FM",1083.6115,{"$f":"+QuickConvertXtralis!CQ58","v":0},0,null,1757.1285,0,0]
[null,"AD-10-5420","FM-High: Freeze ProSens - DM-TP-01-L-F-U","Medium","ProSens",null,"Std/SL","FM",1083.6115,{"$f":"+QuickConvertXtralis!CQ59","v":0},0,null,1083.6115,0,0]
[null,"AD-10-5440","FM-Net-Standard: Std/SL ProSensNet -DM-TT-50-L-U ","High","ProSens",null,"Std/SL","FM",1083.6115,{"$f":"+QuickConvertXtralis!CQ60","v":0},0,null,4682.8126000000002,0,0]
[null,"AD-10-5430","FM-Net-Medium: Std/SL ProSensNet -DM-TT-10-L-U",null,null,null,null,"FM",1083.6115,{"$f":"+QuickConvertXtralis!CQ61","v":0},0,null,1470.6031,{"$f":"+K62","v":0},0]
[null,"AD-10-5435","FM-Net-High: Std/SL ProSensNet -DM-TT-01-L-U",null,null,null,null,"FM",1083.6115,{"$f":"+QuickConvertXtralis!CQ62","v":0},0,null,4682.8126000000002,{"$f":"+K63","v":0},0]
[null,"AD-10-5455","FM-Net-Standard: Freeze ProSens - DM-TT-50-L-F-U",null,null,null,null,"FM",1083.6115,{"$f":"+QuickConvertXtralis!CQ63","v":0},0,null,1292.7221,{"$f":"+K64","v":0},0]
[null,"AD-10-5445","FM-Net-Medium:Freeze ProSens - DM-TT-10-L-F-U ",null,null,null,null,"FM",1083.6115,{"$f":"+QuickConvertXtralis!CQ64","v":0},0,null,1757.1285,{"$f":"+L65*J65","v":0},0]
[null,"AD-10-5450","FM-Net-High: Freeze ProSens - DM-TP-01-L-F-U",null,null,null,null,"FM",1083.6115,{"$f":"+QuickConvertXtralis!CQ65","v":0},0,null,5611.6872000000003,0,0]
[null,"AD-05-5460","FM-Standard: Std/SL TopSense-DM-TT-50-L-U ",null,null,null,null,"FM",1083.6115,{"$f":"+QuickConvertXtralis!CQ66","v":0},0,null,6532.5896000000002,0,0]
[null,"AD-05-5465","FM-Medium: Std/SL TopSense-DM-TT-10-L-U",null,null,null,null,"FM",1083.6115,{"$f":"+QuickConvertXtralis!CQ67","v":0},0,null,7809.8617000000004,0,0]
[null,"AD-05-5470","FM-High: Std/SL TopSense-DM-TT-01-L-U",null,null,null,null,"FM",1083.6115,{"$f":"+QuickConvertXtralis!CQ68","v":0},0,null,7306.6037000000006,0,0]
[null,"AD-10-5401","UL-Medium :Std/SL-ProSens -DM-TP-10-L-U/a ",null,null,null,null,"UL",5147.0851000000002,{"$f":"+QuickConvertXtralis!CQ69","v":0},0,null,1470.6031,{"$f":"+K70","v":0},0]
[null,"AD-10-5406","UL-High: Std/SL-ProSens -DM-TP-01-L-U/a",null,null,null,null,"UL",5147.0851000000002,{"$f":"+QuickConvertXtralis!CQ70","v":0},0,null,4682.8126000000002,0,0]
[null,"AD-10-5416","UL-Medium:Freeze ProSens - DM-TP-10-L-F-U/a ",null,null,null,null,"UL",5147.0851000000002,{"$f":"+QuickConvertXtralis!CQ71","v":0},0,null,1757.1285,0,0]
[null,"AD-10-5421","UL-High: Freeze ProSens - DM-TP-01-L-F-U/a",null,null,null,null,"UL",5147.0851000000002,{"$f":"+QuickConvertXtralis!CQ72","v":2},2,null,1083.6115,2,2167.223]
[null,"AD-10-5431","UL-Medium: Std/SL TopSense-DM-TT-10-L-U/a",null,null,null,null,"UL",5147.0851000000002,{"$f":"+QuickConvertXtralis!CQ73","v":0},0,null,1470.6031,0,0]
[null,"AD-10-5436","UL-High: Std/SL TopSense-DM-TT-01-L-U/a",null,null,null,null,"UL",5147.0851000000002,{"$f":"+QuickConvertXtralis!CQ74","v":0},0,null,7306.6037000000006,0,{"$f":"+N75*M75","v":0}]
[null,"AD-10-5446","UL-Medium: Freeze TopSense-DM-TT-10-L-U/a",null,null,null,null,"UL",5147.0851000000002,{"$f":"+QuickConvertXtralis!CQ75","v":0},0,null,1757.1285,0,0]
[null,"AD-10-5451","UL-High: Freeze TopSense-DM-TT-01-L-U/a",null,null,null,null,"UL",5147.0851000000002,{"$f":"+QuickConvertXtralis!CQ76","v":0},0,null,5611.6872000000003,0,0]
[null,"AD-05-1500","DM-MB-TM-10 D.BO MS 0.1-2%O/M ",null,null,null,null,"EN54",2786.4075000000003,0,0,null,0,0,0]
[null,"AD-05-1520","DM-MB-TM-50 D.BO MS 0.5-2%O/M ",null,null,null,null,"EN54",1238.3998999999999,0,0,null,0,0,0]
[null,"AD-05-4000","DM-TM-50 MS STD 0,1%O/M 1A    ",null,null,null,null,"EN54",3560.4113000000002,0,0,null,0,0,0]
[null,"AD-05-4010","DM-TM-R-10 MS 0,1%O/M,RI,1A   ",null,null,null,null,"EN54",4334.4151000000002,0,0,null,0,0,0]
[null,"AD-05-4020","DM-TM-B-10 MS DIS STD 0,1%O/M ",null,null,null,null,"EN54",4334.4151000000002,0,0,null,0,0,0]
[null,"AD-05-4030","DM-TM-RB-10 MS 0,1%O/M,RI,1A  ",null,null,null,null,"EN54",5108.4292000000005,0,0,null,0,0,0]
[null,"AD-05-4300","DM-TM-50 MS STD 0,5%O/M 1A    ",null,null,null,null,"EN54",1911.7933,0,0,null,0,0,0]
[null,"AD-05-4320","DM-TM-B-50 MS DIS STD 0,5%O/M ",null,null,null,null,"EN54",2786.4075000000003,0,0,null,0,0,0]
[null,"AD-05-4330","DM-TM-RB-50 MS 0,5%O/M,RI,1A  ",null,null,null,null,"EN54",3560.4113000000002,0,0,null,0,0,0]
[null,"AD-05-4410","DM-TM-B-10-U MS D STD 0,1%O/M ",null,null,null,null,"EN54",3599.2732000000001,0,0,null,0,0,0]
[null,"AD-05-4430","DM-TM-B-50-U MS D STD 0,5%O/M ",null,null,null,null,"EN54",2051.2656000000002,0,0,null,0,0,0]
[null,"AD-05-4521","DM-TMV-10 MS STD 0,1%O/M 2A   ",null,null,null,null,"EN54",3560.4113000000002,0,0,null,0,0,0]
[null,"AD-05-4531","DM-TMV-50 MS STD 0,5%O/M 2A   ",null,null,null,null,"EN54",2012.414,0,0,null,0,0,0]
[null,"AD-05-4550","DM-TM-50-U MS STD 0,5%O/M1A   ",null,null,null,null,"EN54",2051.2656000000002,0,0,null,0,0,0]
[null,"AD-05-4560","DM-TM-R-50-U MS 0,5%O/M,RI    ",null,null,null,null,"EN54",2825.2694000000001,0,0,null,0,0,0]
[null,"AD-05-4565","DM-TMV-50-U MS STD 0,5%O/M    ",null,null,null,null,"EN54",2825.2694000000001,0,0,null,0,0,0]
[null,"AD-05-4570","DM-TM-RB-50-U MS 0,5%O/M,RI   ",null,null,null,null,"EN54",3599.2732000000001,0,0,null,0,0,0]
[null,"AD-05-4575","DM-TM-50 MS-U STD 0,1%O/M1A   ",null,null,null,null,"EN54",3599.2732000000001,0,0,null,0,0,0]
[null,"AD-05-4580","DM-TM-R-10-U MS 0,1%O/M,RI    ",null,null,null,null,"EN54",4373.277,0,0,null,0,0,0]
[null,"AD-05-4585","DM-TMV-10-U MS STD 0,1%O/M    ",null,null,null,null,"EN54",4373.277,0,0,null,0,0,0]
[null,"AD-05-4590","DM-TM-RB-10-U MS 0,1%O/M,RI   ",null,null,null,null,"EN54",5147.0851000000002,0,0,null,0,0,0]
[null,"AD-10-5100","DM-TP-10-L DETECTOR 0,1%O/M   ",null,null,null,null,"EN54",1360.4137000000001,0,0,null,0,0,0]
[null,"AD-10-5115","DM-TP-01-L DETECTOR 0,01%OB/M ",null,null,null,null,"EN54",3529.4289000000003,0,0,null,0,0,0]
[null,"AD-10-5130","DM-TP-50-L DETECTOR 0,5%O/M   ",null,null,null,null,"EN54",992.75520000000006,0,0,null,0,0,0]
[null,"AD-10-5190","DM-TP-10-L-F D.FREEZE 0,1%O/M ",null,null,null,null,"EN54",1718.2666000000002,0,0,null,0,0,0]
[null,"AD-10-5195","DM-TP-01-L-F D.FREEZ 0,01%O/M ",null,null,null,null,"EN54",5572.8150000000005,0,0,null,0,0,0]
[null,"AD-10-5200","DM-TP-50-L-F D.FREEZE 0,5%O/M ",null,null,null,null,"EN54",1253.8601999999998,0,0,null,0,0,0]
[null,"AD-10-5415","DM-TP-10-L-F-U FREEZE 0,1%O/M ",null,null,null,null,"EN54",1757.1285,0,0,null,0,0,0]
[null,"AD-10-5420","DM-TP-01-L-F-U FREEZ 0,01%O/M ",null,null,null,null,"EN54",5611.6872000000003,0,0,null,0,0,0]
[null,"AD-10-5600","DM-TF-01-L DETECTOR 0,01%O/M  ",null,null,null,null,"EN54",3529.4289000000003,0,0,null,0,0,0]
[null,"AD-10-5605","DM-TF-10-L DETECTOR 0,1%O/M   ",null,null,null,null,"EN54",1266.9309000000001,0,0,null,0,0,0]
[null,"AD-10-5610","DM-TF-50-L DETECTOR 0,5%O/M   ",null,null,null,null,"EN54",992.68309999999997,0,0,null,0,0,0]
[null,"AD-10-5620","DM-TF-10-LP DETECTOR 0,1%O/M  ",null,null,null,null,"EN54",696.60960000000011,0,0,null,0,0,0]
[null,"AD-10-5625","DM-TF-50-LP DETECTOR 0,5%O/M  ",null,null,null,null,"EN54",580.53890000000001,0,0,null,0,0,0]
[null,"AD-10-5210","DM-TT-10-L DETECTOR 0,1%O/M   ",null," ",null,null,"EN54",1360.4137000000001,0,0,null,0,0,0]
[null,"AD-10-5230","DM-TT-01-L DETECTOR 0,01%O/M  ",null," ",null,null,"EN54",3529.4289000000003,0,0,null,0,0,0]
[null,"AD-10-5250","DM-TT-50-L DETECTOR 0,5%O/M   ",null," ",null,null,"EN54",992.75520000000006,0,0,null,0,0,0]
[null,"AD-10-5310","DM-TT-10-L-F D.FREEZE 0,1%O/M ",null," ",null,null,"EN54",1718.2666000000002,0,0,null,0,0,0]
[null,"AD-10-5315","DM-TT-01-L-F D.FREEZ 0,01%O/M ",null," ",null,null,"EN54",5572.8150000000005,0,0,null,0,0,0]
[null,"AD-10-5320","DM-TT-50-L-F D.FREEZE 0,5%O/M ",null," ",null,null,"EN54",1253.8601999999998,0,0,null,0,0,0]
[null,3,"Film "]
[null,"AD-10-1035","FW-TP-1 F.FILM,1 DETECTOR     -ProSens","TP-1/3",null,null,null,"UL/FM",44.104600000000005,{"$f":"+QuickConvertXtralis!CQ81","v":0},{"$f":"IF(J119<>0,J119,0)","v":0},null,44.104600000000005,0,0]
[null,"AD-10-1037","FW-TP-2 F.FILM,2 DETECTOR    - ProSens","TP-1/3",null,null,null,"UL/FM",44.104600000000005,{"$f":"+QuickConvertXtralis!CQ82","v":0},0,null,44.104600000000005,0,0]
[null,"AD-10-1076","FW-TP-4 F.FILM,1 DETECTOR -ProSens","TP-4",null,null,null,"UL/FM",44.104600000000005,{"$f":"+QuickConvertXtralis!CQ83","v":0},0,null,44.104600000000005,0,0]
[null,"AD-10-1077","FW-TP-5 F.FILM,2 detectors  -Prosens","TP-4",null,null,null,"UL/FM",44.104600000000005,{"$f":"+QuickConvertXtralis!CQ84","v":1},1,null,44.104600000000005,1,44.104600000000005]
[null,"AD-10-1165","FW-TP-7 F.FILM,1 DETECTOR     -ProSens","TP-5",null,null,null,"UL/FM",44.104600000000005,{"$f":"+QuickConvertXtralis!CQ85","v":0},0,null,44.104600000000005,0,0]
[null,"AD-10-1167","FW-TP-8 F.FILM,2 Detectors    -ProSens","TP-5",null,null,null,"UL/FM",44.104600000000005,{"$f":"+QuickConvertXtralis!CQ86","v":0},0,null,44.104600000000005,0,0]
[null,"AD-10-1205","FW-TT-1 F.FILM,1 DETECTOR    - TopSens","TT",null,null,null,"UL/FM",null,{"$f":"+QuickConvertXtralis!CQ87","v":0},0,null,44.104600000000005,0,0]
[null,"AD-10-1210","FW-TT-2 F.FILM,2 detectors   - TopSens","TT",null,null,null,"UL/FM",null,{"$f":"+QuickConvertXtralis!CQ88","v":0},0,null,44.104600000000005,0,0]
[null,"AD-10-1400","FW-TM F.FILM DM-MB-TM-XX,1ALA ","Micro",null,null,null,"EN54",44.104600000000005,0,0,null,0,0,0]
[null,"AD-10-1410","FW-TM-R FR FILM DM-TM-R-X0,1A ","Micro",null,null,null,"EN54",2786.4075000000003,0,0,null,0,0,0]
[null,"AD-10-1420","FW-TM-B F  FILM DM-TM-B-X0,1A  ","Micro",null,null,null,"EN54",36.863700000000001,0,0,null,0,0,0]
[null,"AD-10-1430","FW-TM-RB F FILM DM-TM-RB-XX,1A ","Micro",null,null,null,"EN54",36.863700000000001,0,0,null,0,0,0]
[null,"AD-10-1440","FW-TMV FRO FILM DM-TMV-X0,2A  ","Micro",null,null,null,"EN54",36.863700000000001,0,0,null,0,0,0]
[null,"AD-10-1500","FW-AB-1 COVER Micro Sens      ","Micro",null,null,null,"EN54",36.863700000000001,0,0,null,0,0,0]
[null,4,"Network"]
[null,"09-20-6140","NU-2 NETWORK CARD Micro Sens  ",null,null,null,null,"UL/FM",1054.8333,{"$f":"+QuickConvertXtralis!CQ96","v":0},{"$f":"IF(J134<>0,J134,0)","v":0},null,1006.207,{"$f":"+K134","v":0},0]
[null,"09-20-6400","NU-2-D NETWORK CARD MS+DL     ",null,null,null,null,"UL/FM",1486.0634,{"$f":"+QuickConvertXtralis!CQ97","v":0},0,null,1083.6115,0,0]
[null,"09-20-6405","NU-2-DO MSENS DATALOGGER ONLY ",null,null,null,null,"UL/FM",1006.207,{"$f":"+QuickConvertXtralis!CQ98","v":0},0,null,1486.0634,0,0]
[null,"09-20-6440","NU-5 N-CARD TP NET/TT         ",null,null,null,null,"UL/FM",1199.7954999999999,{"$f":"+QuickConvertXtralis!CQ99","v":0},0,null,928.80250000000001,0,0]
[null,"09-20-6445","NU-5-D N-CARD+DATAL. TPNET/TT ",null,null,null,null,"UL/FM",1408.6589000000001,{"$f":"+QuickConvertXtralis!CQ100","v":0},0,null,1199.7954999999999,0,0]
[null,"09-20-6455","NU-5-D-F N-CARD+DAT TPN/TT-F  ",null,null,null,null,"UL/FM",1563.4576000000002,{"$f":"+QuickConvertXtralis!CQ101","v":0},0,null,1563.4576000000002,0,{"$f":"+N139*M139","v":0}]
[null,"09-20-6450","NU-5-DO DATAL.-CARD TPNET/TT  ",null,null,null,null,"UL/FM",928.80250000000001,{"$f":"+QuickConvertXtralis!CQ102","v":1},1,null,1054.8333,1,1054.8333]
[null,"09-20-6460","NU-5-DO-F D-CARD TPNET/TT-F   ",null,null,null,null,"UL/FM",1083.6115,{"$f":"+QuickConvertXtralis!CQ103","v":0},0,null,1408.6589000000001,0,0]
[null,5,"Filter",null,null,null,null,null," ",1,1]
[null,"AD-10-1960","LF-AD/A AIR FILTER STD( 15 µM   Coarse)",null,null,null,null,"UL/FM",154.80900000000003,{"$f":"+QuickConvertXtralis!CQ105","v":0},{"$f":"IF(J143<>0,J143,0)","v":0},null,481.53530000000001,0,0]
[null,"AD-10-1963","LF-AD-1-A FILTER STD Titanus 10 µM(Medium)",null,null,null,null,"UL/FM",590.42690000000005,{"$f":"+QuickConvertXtralis!CQ106","v":0},{"$f":"IF(J144<>0,J144,0)","v":0},null,590.42690000000005,0,0]
[null,"AD-10-1966","LF-AD-2-A FILTER  STD TITANUS  5 µM(Fine)",null,null,null,null,"UL/FM",481.53530000000001,{"$f":"+QuickConvertXtralis!CQ107","v":0},0,null,590.42690000000005,0,0]
[null,"AD-10-2000","SF-650 FILTER  STD TITANUS  01 µM(SuperFine)",null,null,null,null,"UL/FM",261.75389999999999,{"$f":"+QuickConvertXtralis!CQ108","v":0},0,null,0,0,0,"Price upon Request"]
[null,"AD-10-2010","SF-400 FILTER  Thin TITANUS  01 µM(SuperFine)",null,null,null,null,"UL/FM",102.22750000000001,{"$f":"+QuickConvertXtralis!CQ109","v":0},0,null,0,0,0,"Price upon Request"]
[null,"AD-10-1975","LF-AD-K FILTER STD Fusion( 15 µM   Coarse)",null,null,null,null,"UL/FM",590.42690000000005,{"$f":"+QuickConvertXtralis!CQ110","v":0},0,null,261.75389999999999,0,0]
[null,"AD-10-1980","SD-1/A SOUND ABSORBER         ",null,null,null,null,"UL/FM",175.68709999999999,{"$f":"+QuickConvertXtralis!CQ111","v":0},0,null,383.05699999999996,0,0]
[null,6,"Power Supply"]
[null,"SV-10-0165","POWER SUPPLY BNL-3-24-H       ",null,null,null,null,"EN54",3328.1978000000004,{"$f":"+QuickConvertXtralis!CQ118","v":0},{"$f":"IF(J151<>0,J151,0)","v":0},null,3328.1978000000004,0,0]
[null,"SV-10-0470","POWER SUPPLY BNL-8-65-R       ",null,null,null,null,"EN54",5418.0266000000001,0,0,null,5418.0266000000001,0,0]
[null,"SV-10-0460","POWER SUPPLY BNL-6-38-R       ",null,null,null,null,"EN54",3715.21,0,0,null,3715.21,0,0]
[null,"SV-10-0480","POWER SUPPLY BNL-12-65-R      ",null,null,null,null,"EN54",7585.2290000000003,0,0,null,7585.2290000000003,0,0]
[null,"SV-10-0160","POWER SUPPLY BNL-3-12-H       ",null,null,null,null,"EN54",2941.2165000000005,{"$f":"+QuickConvertXtralis!CQ117","v":1},1,null,2941.2165000000005,0,0]
[null,"SV-10-0170","POWER SUPPLY BNL-6-24-H       ",null,null,null,null,"EN54",3483.0068000000001,{"$f":"+QuickConvertXtralis!CQ119","v":0},0,null,3328.1978000000004,0,0]
[null,"SV-10-0185","POWER SUPPLY BNL-12-65-H      ",null,null,null,null,"EN54",4334.4151000000002,{"$f":"+QuickConvertXtralis!CQ120","v":0},0,null,4334.4151000000002,0,0]
[null,7,"Valve & Test Kit",null,null,null,null,"EN54"]
[null,"AD-10-0915","3KH-ABS ABS 3-Ways Ball Valve ",null,null,null,null,"EN54",502.73269999999997,0,{"$f":"IF(J159<>0,J159,0)","v":0},null,0,0,0]
[null,"AD-10-0925","3KH-PVC PVC 3-Ways Ball Valve ",null,null,null,null,"EN54",115.5866,0,0,null,0,0,0]
[null,"AD-10-0647","KA-1 CONDENSATE TRAP          ",null,null,null,null,"EN54",657.03700000000003,0,0,null,0,0,0]
[null,"AD-05-5200","AB-1 HOUSING FOR Titanus      ",null,null,null,null,"EN54",348.39750000000004,0,0,null,0,0,0]
[null,"AD-05-0590","CT-1 SMOKE PEN                ",null,null,null,null,"EN54",259.23040000000003,0,0,null,0,0,0]
[null,"AD-05-0597","SP-CT-1 STICKS FOR SM PEN PK6 ",null,null,null,null,"EN54",230.70970000000003,0,0,null,0,0,0]
[null,"AD-05-0595","AK-CT-1 BRACKET FOR SMOKE PEN ",null,null,null,null,"EN54",77.404500000000013,0,0,null,0,0,0]
[null,"AD-05-0492","KT-HS-1 INSTALLATION KIT      ",null,null,null,null,"EN54",61.954500000000003,0,0,null,0,0,0]
[null,"01-10-9330","AF-BR MARKING TAPE REDUCING   ",null,null,null,null,"EN54",2.7294999999999998,0,0,null,0,0,0]
[null,"SV-10-0410","FUSE MODULE TYPE: FU-1        ",null,null,null,null,"EN54",236.8588,0,0,null,0,0,0]
[null,"SV-10-0415","FUSE MODULE TYPE: FU-2        ",null,null,null,null,"EN54",154.80900000000003,0,0,null,0,0,0]
[null,"SV-10-0420","FUSE MODULE TYPE: FU-3        ",null,null,null,null,"EN54",185.77080000000001,0,0,null,0,0,0]
[null,"SV-10-0430","FUSE MODULE TYPE: FU-4        ",null,null,null,null,"EN54",603.74479999999994,0,0,null,0,0,0]
[null,"AD-05-0566","DIAG3/B DIAGNOSTIC TOOL       ",null,null,null,null,"EN54",1695.1842999999999,0,{"$f":"IF(J172<>0,J172,0)","v":0},null,0,0,0]
[null,"AD-05-2000","DJ-TM RESPONSE INDI,ADDR-U    ",null,null,null,null,"EN54",232.20320000000001,0,{"$f":"IF(J173<>0,J173,0)","v":0},null,0,0,0]
[null,"AD-05-3500","HB-TM MS DEVICE BASIS         ",null,null,null,null,"EN54",257.48970000000003,0,0,null,0,0,0]
[null,"AD-05-3510","HB-TM-U MS DEVICE BASIS       ",null,null,null,null,"EN54",309.74160000000006,0,0,null,0,0,0]
[null,"01-10-8020","PA-PVC PVC TEST ADAPTER       ",null,null,null,null,"EN54",61.954500000000003,0,0,null,0,0,0]
[null,"01-10-9380","RSV-R25 PVC NON RETURN VALVE  ",null,null,null,null,"EN54",237.63130000000001,0,0,null,0,0,0]
[null,"09-20-6680","RU-1 RELAY MODULE RU-1        ",null,null,null,null,"EN54",502.22800000000001,0,0,null,0,0,0]
[null,"09-20-6681","RU-2 RELAY MODULE RU-2        ",null,null,null,null,"EN54",502.22800000000001,0,0,null,0,0,0]
[null,"AD-10-1980","SD-1/A SOUND ABSORBER         ",null,null,null,null,"EN54",383.05699999999996,0,0,null,0,0,0]
[null,"01-10-9245","PA-Y-P PVC PIPE ADAPTER       ",null,null,null,null,"EN54",79.598399999999998,0,0,null,0,0,0]
[null,"01-10-8030","PA-ABS ABS TEST ADAPTER       ",null,null,null,null,"EN54",99.765799999999999,0,0,null,0,0,0]
[null,"01-10-9255","PA-Y-A ABS PIPE ADAPTER       ",null,null,null,null,"EN54",101.455,0,0,null,0,0,0]
[null,"01-10-9290","ABSR-2518-PG16 PK5            ",null,null,null,null,"EN54",15.5221,0,0,null,0,0,0]
[null,"01-10-9370","ABS-DF CEILING LEAD-THROUGH   ",null,null,null,null,"EN54",20.177700000000002,0,0,null,0,0,0]
[null,8,"Piping",null,null,null,null,"EN54"]
[null,"01-10-9360","AS-12X9 ASD HOSE 12X9 MM      ",null,null,null,null,"EN54",3.4298999999999999,0,{"$f":"IF(J187<>0,J187,0)","v":0},null,0,0,0]
[null,"01-10-9580","AK-2.0 ASD DF REDU 2MM PK10   ",null,null,null,null,"EN54",29.4786,0,0,null,0,0,0]
[null,"01-10-9590","AK-2.5 ASD DF REDU 2.5MM PK10 ",null,null,null,null,"EN54",29.4786,0,0,null,0,0,0]
[null,"01-10-9600","AK-3.0 ASD DF REDU 3MM PK10   ",null,null,null,null,"EN54",29.4786,0,0,null,0,0,0]
[null,"01-10-9610","AK-3.2 ASD DF REDU 3.2MM PK10 ",null,null,null,null,"EN54",29.4786,0,0,null,0,0,0]
[null,"01-10-9620","AK-3.4 ASD DF REDU 3.4MM PK10 ",null,null,null,null,"EN54",29.4786,0,0,null,0,0,0]
[null,"01-10-9630","AK-3.6 ASD DF REDU 3.6MM PK10 ",null,null,null,null,"EN54",29.4786,0,0,null,0,0,0]
[null,"01-10-9640","AK-3.8 ASD DF REDU 3.8MM PK10 ",null,null,null,null,"EN54",29.4786,0,0,null,0,0,0]
[null,"01-10-9650","AK-4.0 ASD DF REDU 4MM PK10   ",null,null,null,null,"EN54",29.4786,0,0,null,0,0,0]
[null,"01-10-9660","AK-4.2 ASD DF REDU 4.2MM PK10 ",null,null,null,null,"EN54",29.4786,0,0,null,0,0,0]
[null,"01-10-9670","AK-4.4 ASD DF REDU 4.4MM PK10 ",null,null,null,null,"EN54",29.4786,0,0,null,0,0,0]
[null,"01-10-9680","AK-4.6 ASD DF REDU 4.6MM PK10 ",null,null,null,null,"EN54",29.4786,0,0,null,0,{"$f":"+K198","v":0},0]
[null,"01-10-9690","AK-5.0 ASD DF REDU 5MM PK10   ",null,null,null,null,"EN54",29.4786,0,0,null,0,0,0]
[null,"01-10-9700","AK-5.2 ASD DF REDU 5.2MM PK10 ",null,null,null,null,"EN54",29.4786,0,0,null,0,0,0]
[null,"01-10-9710","AK-5.6 ASD DF REDU 5.6MM PK10 ",null,null,null,null,"EN54",29.4786,0,0,null,0,0,0]
[null,"01-10-9720","AK-6.0 ASD DF REDU 6MM PK10   ",null,null,null,null,"EN54",29.4786,0,0,null,0,0,0]
[null,"01-10-9730","AK-6.8 ASD DF REDU 6.8MM PK10 ",null,null,null,null,"EN54",29.4786,0,0,null,0,0,{"$f":"+N203*M203","v":0}]
[null,"01-10-9390","AF-2.0 ASD REDUCTION 2MM PK10 ",null,null,null,null,"EN54",2.7294999999999998,0,0,null,0,0,0]
[null,"01-10-9395","AF-2.5 ASD REDUCT 2.5MM PK10  ",null,null,null,null,"EN54",2.7294999999999998,0,0,null,0,0,0]
[null,"01-10-9400","AF-3.0 ASD REDUCTION 3MM PK10 ",null,null,null,null,"EN54",2.7294999999999998,0,0,null,0,0,0]
[null,"01-10-9410","AF-3.2 ASD REDUCT 3.2MM PK10  ",null,null,null,null,"EN54",2.7294999999999998,0,0,null,0,0,0]
[null,"01-10-9420","AF-3.4 ASD REDUCT 3.4MM PK10  ",null,null,null,null,"EN54",2.7294999999999998,0,0,null,0,0,0]
[null,"01-10-9430","AF-3.6 ASD REDUCT 3.6MM PK10  ",null,null,null,null,"EN54",2.7294999999999998,0,0,null,0,0,0]
[null,"01-10-9440","AF-3.8 ASD REDUCT 3.8MM PK10  ",null,null,null,null,"EN54",2.7294999999999998,0,0,null,0,0,0]
[null,"01-10-9450","AF-4.0 ASD REDUCTION 4MM PK10 ",null,null,null,null,"EN54",2.7294999999999998,0,0,null,0,0,0]
[null,"01-10-9460","AF-4.2 ASD REDUCT 4.2MM PK10  ",null,null,null,null,"EN54",2.7294999999999998,0,0,null,0,0,0]
[null,"01-10-9470","AF-4.4 ASD REDUCT 4.4MM PK10  ",null,null,null,null,"EN54",2.7294999999999998,0,0,null,0,0,0]
[null,"01-10-9480","AF-4.6 ASD REDUCT 4.6MM PK10  ",null,null,null,null,"EN54",2.7294999999999998,0,0,null,0,0,0]
[null,"01-10-9490","AF-5.0 ASD REDUCTION 5MM PK10 ",null,null,null,null,"EN54",2.7294999999999998,0,0,null,0,0,0]
[null,"01-10-9500","AF-5.2 ASD REDUCT 5.2MM PK10  ",null,null,null,null,"EN54",2.7294999999999998,0,0,null,0,0,0]
[null,"01-10-9510","AF-5.6 ASD REDUCT 5.6MM PK10  ",null,null,null,null,"EN54",2.7294999999999998,0,0,null,0,0,0]
[null,"01-10-9520","AF-6.0 ASD REDUCTION 6MM PK10 ",null,null,null,null,"EN54",2.7294999999999998,0,0,null,0,0,0]
[null,"01-10-9530","AF-6.8 ASD REDUCT 6.8MM PK10  ",null,null,null,null,"EN54",2.7294999999999998,0,0,null,0,0,0]
[null,"01-10-9740","AK-7.0 ASD DF REDU 7MM PK10   ",null,null,null,null,"EN54",29.4786,0,0,null,0,0,0]
[null,"01-10-9750","AK-C P-CLIP DEEP FREEZE PK10  ",null,null,null,null,"EN54",17.726300000000002,0,0,null,0,0,0]
[null,"01-10-9540","AF-7.0 ASD REDUCTION 7MM PK10 ",null,null,null,null,"EN54",2.7294999999999998,0,0,null,0,0,0]
[null,9,"Conventional Detectors",null,null,null,null,"UL",null,null,1]
[null,"516.600.004","601CH Heat enhanced carbon monoxide fire detector",null,null,null,null,"UL",null,0,{"$f":"IF(J224<>0,J224,0)","v":0},null,0,0,0]
[null,"516.600.006","601F Solar blind infrared point flame detector",null,null,null,null,"UL",null,0,0,null,0,0,0]
[null,"516.900.001","701P Conventional Optical Detector (EN)",null,null,null,null,"UL",null,0,0,null,0,0,0]
[null,"516.900.002","701PH Conventional Optical Heat Enhanced Detector (EN)",null,null,null,null,"UL",null,0,0,null,0,0,0]
[null,"516.900.003","701H Convention Heat Rate of Rise 60°C (EN)",null,null,null,null,"UL",null,0,0,null,0,0,0]
[null,"516.900.004","702H Conventional Heat Fixed 60°C (EN)",null,null,null,null,"UL",null,0,0,null,0,0,0]
[null,"516.900.005","703H Conventional Heat Fixed 90°C (EN)",null,null,null,null,"UL",null,0,0,null,0,0,0]
[null,10,"Detector Bases and Accessories",null,null,null,null,"UL",null,null,1]
[null,"517.050.045","4B-D 4” Diode continuity base",null,null,null,null,"UL",null,0,{"$f":"IF(J232<>0,J232,0)","v":0},null,0,0,0]
[null,"540.003.006","Remote indication LED",null,null,null,null,"UL",null,0,0,null,0,0,0]
[null,"568.001.018","MC600 Relay base",null,null,null,null,"UL",null,0,0,null,0,0,0]
[null,11,"Sounder Detector Bases",null,null,null,null,"UL",null,null,1]
[null,"517.050.015","Volume adjustment tool",null,null,null,null,"UL",null,0,{"$f":"IF(J236<>0,J236,0)","v":0},null,0,0,0]
[null,"577.001.035","601SB Conventional sounder base",null,null,null,null,"UL",null,0,0,null,0,0,0]
[null,"577.001.036","602SB CONV 2 WIRE SOUNDER BASE",null,null,null,null,"UL",null,0,0,null,0,0,0]
[null,"577.001.037","601SBD Conventional diode sounder base",null,null,null,null,"UL",null,0,0,null,0,0,0]
[null,"577.001.038","602SBD CONV 2W DIODE SDR BASE",null,null,null,null,"UL",null,0,0,null,0,0,0]
[null,12,"JCI Pipe and Fittings",null,null,null,null,"EN54",null,null,1]
[null,"516.018.925","Aspirating Pipe & Fittings In-Line Filter (red)",null,null,null,null,"EN54",null,0,{"$f":"IF(J242<>0,J242,0)","v":0},null,0,0,0]
[null,"516.018.926","Aspirating Pipe & Fittings Replacement Filter Elements (pack of 4)",null,null,null,null,"EN54",null,0,0,null,0,0,0]
[null,"JC001-25","90⁰ Sweeping Bend 25mm RED - MOQ 5",null,null,null,null,"EN54",null,0,0,null,0,0,0]
[null,"JC001S-25","90⁰ Sharp Bend 25mm RED - MOQ 5",null,null,null,null,"EN54",null,0,0,null,0,0,0]
[null,"JC002-25","45⁰ Bend 25mm RED - MOQ 5",null,null,null,null,"EN54",null,0,0,null,0,0,0]
[null,"JC003-25","Socket Union 25mm RED -  MOQ 5",null,null,null,null,"EN54",null,0,0,null,0,0,0]
[null,"JC004-25","Pipe Clip 25-27mm RED -  MOQ 10",null,null,null,null,"EN54",null,0,0,null,0,0,0]
[null,"JC005-1","Adaptor 25-27mm RED -  MOQ 5",null,null,null,null,"EN54",null,0,0,null,0,0,0]
[null,"JC005-25","Jointing Socket 25mm RED -  MOQ 10",null,null,null,null,"EN54",null,0,0,null,0,0,0]
[null,"JC006-25","Tee Piece 25mm RED - MOQ 5",null,null,null,null,"EN54",null,0,0,null,0,0,0]
[null,"JC007-25","End Cap 25mm RED - MOQ 5",null,null,null,null,"EN54",null,0,0,null,0,0,0]
[null,"JC008-1","Pipe 25mm RED 2.4M  - MOQ 10",null,null,null,null,"EN54",null,0,0,null,0,0,0]
[null,"JC009-25","Capillary Adaptor 25mm RED - MOQ 5",null,null,null,null,"EN54",null,0,0,null,0,0,0]
[null,"JC010","Sample point labels - MOQ 100",null,null,null,null,"EN54",null,0,0,null,0,0,0]
[null,"JC011","Solvent Cement ASD ",null,null,null,null,"EN54",null,0,0,null,0,0,0]
[null,"JC018-R","Nylon Tubing 10mmX100m RED",null,null,null,null,"EN54",null,0,0,null,0,0,0]
[null,"JC019C-25","Conical Sampling Kit 25mm RED",null,null,null,null,"EN54",null,0,0,null,0,0,0]
[null,"JC019C-HO","Conical Head - MOQ 5",null,null,null,null,"EN54",null,0,0,null,0,0,0]
[null,"JC019F-25","Flush Sampling Kit 25mm RED",null,null,null,null,"EN54",null,0,0,null,0,0,0]
[null,"JC019F-HO","Flush Head - MOQ 5",null,null,null,null,"EN54",null,0,0,null,0,0,0]
[null,"JC020-25","Discrete Sampling Kit 25mm RED",null,null,null,null,"EN54",null,0,0,null,0,{"$f":"+K262","v":0},0]
[null,"JC021-25","Capillary End Cap 25mm RED - MOQ 5",null,null,null,null,"EN54",null,0,0,null,0,0,0]
[null,"JC022-25","Capillary Tee Piece 25mm RED - MOQ 5",null,null,null,null,"EN54",null,0,0,null,0,0,0]
[null,"JC030-25","Flexi Bend 30cm - 25mm RED",null,null,null,null,"EN54",null,0,0,null,0,0,0]
[null,"JC031-25","Flexi Bend 1m - 25mm RED",null,null,null,null,"EN54",null,0,0,null,0,0,0]
[null,"JCCBLTR","Pipe ties - MOQ 100",null,null,null,null,"EN54",null,0,0,null,0,0,{"$f":"+N267*M267","v":0}]
[null,"JCCT-01-25","Condensation Trap 25mm RED",null,null,null,null,"EN54",null,0,0,null,0,0,0]
[null,"JCCTG-01-25","Condensation Trap 25mm GREY",null,null,null,null,"EN54",null,0,0,null,0,0,0]
[null,"JCG001-25","90⁰ Sweeping Bend 25mm GREY - MOQ 5",null,null,null,null,"EN54",null,0,0,null,0,0,0]
[null,"JCG001S-25","90⁰ Sharp Bend 25mm GREY - MOQ 5",null,null,null,null,"EN54",null,0,0,null,0,0,0]
[null,"JCG002-25","45⁰ Bend 25mm GREY - MOQ 5",null,null,null,null,"EN54",null,0,0,null,0,0,0]
[null,"JCG003-25","Socket Union 25mm GREY - MOQ 5",null,null,null,null,"EN54",null,0,0,null,0,0,0]
[null,"JCG004-25","Pipe Clip 25-27mm GREY- MOQ 10",null,null,null,null,"EN54",null,0,0,null,0,0,0]
[null,"JCG005-1","Adaptor 25-27mm GREY  - MOQ 5",null,null,null,null,"EN54",null,0,0,null,0,0,0]
[null,"JCG005-25","Jointing Socket 25mm GREY- MOQ 10",null,null,null,null,"EN54",null,0,0,null,0,0,0]
[null,"JCG006-25","Tee Piece 25mm GREY - MOQ 5",null,null,null,null,"EN54",null,0,0,null,0,0,0]
[null,"JCG007-25","End Cap 25mm GREY - MOQ 5",null,null,null,null,"EN54",null,0,0,null,0,0,0]
[null,"JCG008-1","Pipe 25mm GREY 2.4M  - MOQ 10",null,null,null,null,"EN54",null,0,0,null,0,0,0]
[null,"JCG009-25","Capillary Adaptor 25mm GREY - MOQ 5",null,null,null,null,"EN54",null,0,0,null,0,0,0]
[null,"JCG019C-25","Conical Sampling Kit 25mm GREY",null,null,null,null,"EN54",null,0,0,null,0,0,0]
[null,"JCG019F-25","Flush Sampling Kit 25mm GREY",null,null,null,null,"EN54",null,0,0,null,0,0,0]
[null,"JCG020-25","Discrete Sampling Kit 25mm GREY",null,null,null,null,"EN54",null,0,0,null,0,0,0]
[null,"JCG021-25","Capillary End Cap 25mm GREY - MOQ 5",null,null,null,null,"EN54",null,0,0,null,0,0,0]
[null,"JCG022-25","Capillary Tee Piece 25mm GREY - MOQ 5",null,null,null,null,"EN54",null,0,0,null,0,0,0]
[null,"JCG030-25","Flexi Bend 30cm - 25mm GREY",null,null,null,null,"EN54",null,0,0,null,0,0,0]
[null,"JCG031-25","Flexi Bend 1m - 25mm GREY",null,null,null,null,"EN54",null,0,0,null,0,0,0]
[null,"13. Special ITEMS","Add manually in Price List sheet",null,null,null,null,"General",null,null,1]
[null,"Special code 1","Product description 1",null,null,null,null,"General",null,0,{"$f":"IF(J289<>0,J289,0)","v":0},null,0,0,{"$f":"+N289*M289","v":0}]
[null,"Special code 2","Product description 2",null,null,null,null,"General",null,0,0,null,0,0,0]
[null,"Special code 3","Product description 3",null,null,null,null,"General",null,0,0,null,0,0,0]
[null,"Special code 4","Product description 4",null,null,null,null,"General",null,0,0,null,0,0,0]
[null,"Special code 5","Product description 5",null,null,null,null,"General",null,0,0,null,0,0,0]
[null,"Special code 6","Product description 6",null,null,null,null,"General",null,0,0,null,0,0,0]
[null,"Special code 7","Product description 7",null,null,null,null,"General",null,0,0,null,0,0,0]
[null,"Special code 8","Product description 8",null,null,null,null,"General",null,0,0,null,0,0,0]
[null,"Special code 9","Product description 9",null,null,null,null,"General",null,0,0,null,0,0,0]
[null,"Special code 10","Product description 10",null,null,null,null,"General",null,0,0,null,0,0,0]
[null,"Special code 11","Product description 11",null,null,null,null,"General",null,0,0,null,0,0,0]
[null,"Special code 12","Product description 12",null,null,null,null,"General",null,0,0,null,0,0,0]
[null,"Special code 13","Product description 13",null,null,null,null,"General",null,0,0,null,0,0,0]
[null,"Special code 14","Product description 14",null,null,null,null,"General",null,0,0,null,0,0,0]
[null,"Special code 15","Product description 15",null,null,null,null,"General",null,0,0,null,0,0,0]
[null,"Special code 16","Product description 16",null,null,null,null,"General",null,0,0,null,0,0,0]
[null,"Special code 17","Product description 17",null,null,null,null,"General",null,0,0,null,0,0,0]
[null,"Special code 18","Product description 18",null,null,null,null,"General",null,0,0,null,0,0,0]
[null,"Special code 19","Product description 19",null,null,null,null,"General",null,0,0,null,0,0,0]
[null,"Special code 20","Product description 20",null,null,null,null,"General",null,0,0,null,0,0,0]
[null,"Special code 21","Product description 21",null,null,null,null,"General",null,0,0,null,0,0,0]
[null,"Special code 22","Product description 22",null,null,null,null,"General",null,0,0,null,0,0,0]
[null,"Special code 23","Product description 23",null,null,null,null,"General",null,0,0,null,0,0,0]
[null,"Special code 24","Product description 24",null,null,null,null,"General",null,0,0,null,0,0,0]
[null,"Special code 25","Product description 25",null,null,null,null,"General",null,0,0,null,0,0,0]
[null,"Special code 26","Product description 26",null,null,null,null,"General",null,0,0,null,0,0,0]
[null,"Special code 27","Product description 27",null,null,null,null,"General",null,0,0,null,0,0,0]
[null,"Special code 28","Product description 28",null,null,null,null,"General",null,0,0,null,0,0,0]
[null,"Special code 29","Product description 29",null,null,null,null,"General",null,0,0,null,0,0,0]
[null,"Special code 30","Product description 30",null,null,null,null,"General",null,0,0,null,0,0,0]
[null,"Special code 31","Product description 31",null,null,null,null,"General",null,0,0,null,0,0,0]
[null,"Special code 32","Product description 32",null,null,null,null,"General",null,0,0,null,0,0,0]
[null,"Special code 33","Product description 33",null,null,null,null,"General",null,0,0,null,0,0,0]
[null,"Special code 34","Product description 34",null,null,null,null,"General",null,0,0,null,0,0,0]
[null,"Special code 35","Product description 35",null,null,null,null,"General",null,0,0,null,0,0,0]
[null,"Special code 36","Product description 36",null,null,null,null,"General",null,0,0,null,0,0,0]
[null,"Special code 37","Product description 37",null,null,null,null,"General",null,0,0,null,0,0,0]
[null,"Special code 38","Product description 38",null,null,null,null,"General",null,0,0,null,0,{"$f":"+K326","v":0},0]
[null,"Special code 39","Product description 39",null,null,null,null,"General",null,0,0,null,0,0,0]
[null,"Special code 40","Product description 40",null,null,null,null,"General",null,0,0,null,0,0,0]
[null,"Special code 41","Product description 41",null,null,null,null,"General",null,0,0,null,0,0,0]
[null,"Special code 42","Product description 42",null,null,null,null,"General",null,0,0,null,0,0,0]
[null,"Special code 43","Product description 43",null,null,null,null,"General",null,0,0,null,0,0,{"$f":"+N331*M331","v":0}]
[null,"Special code 44","Product description 44",null,null,null,null,"General",null,0,0,null,0,0,0]
[null,"Special code 45","Product description 45",null,null,null,null,"General",null,0,0,null,0,0,0]
[null,"Special code 46","Product description 46",null,null,null,null,"General",null,0,0,null,0,0,0]
[null,"Special code 47","Product description 47",null,null,null,null,"General",null,0,0,null,0,0,0]
[null,"Special code 48","Product description 48",null,null,null,null,"General",null,0,0,null,0,0,0]
[null,"Special code 49","Product description 49",null,null,null,null,"General",null,0,0,null,0,0,0]
[null,"Special code 50","Product description 50",null,null,null,null,"General",null,0,0,null,0,0,0]
[null,"Special code 51","Product description 51",null,null,null,null,"General",null,0,0,null,0,0,0]
[null,"Special code 52","Product description 52",null,null,null,null,"General",null,0,0,null,0,0,0]
[null,"Special code 53","Product description 53",null,null,null,null,"General",null,0,0,null,0,0,0]
[null,"Special code 54","Product description 54",null,null,null,null,"General",null,0,0,null,0,0,0]
[null,"Special code 55","Product description 55",null,null,null,null,"General",null,0,0,null,0,0,0]
[null,"Special code 56","Product description 56",null,null,null,null,"General",null,0,0,null,0,0,0]
[null,"Special code 57","Product description 57",null,null,null,null,"General",null,0,0,null,0,0,0]
[null,"Special code 58","Product description 58",null,null,null,null,"General",null,0,0,null,0,0,0]
[null,"Special code 59","Product description 59",null,null,null,null,"General",null,0,0,null,0,0,0]
[null,"Special code 60","Product description 60",null,null,null,null,"General",null,0,0,null,0,0,0]
[null,"Special code 61","Product description 61",null,null,null,null,"General",null,0,0,null,0,0,0]
[null,"Special code 62","Product description 62",null,null,null,null,"General",null,0,0,null,0,0,0]
[null,"Special code 63","Product description 63",null,null,null,null,"General",null,0,0,null,0,0,0]
[null,"Special code 64","Product description 64",null,null,null,null,"General",null,0,0,null,0,0,0]
[null,"Special code 65","Product description 65",null,null,null,null,"General",null,0,{"$f":"IF(J353<>0,J353,0)","v":0},null,0,0,0]
[null,"Special code 66","Product description 66",null,null,null,null,"General",null,0,0,null,0,0,0]
[null,"Special code 67","Product description 67",null,null,null,null,"General",null,0,0,null,0,0,0]
[null,"Special code 68","Product description 68",null,null,null,null,"General",null,0,0,null,0,0,0]
[null,"Special code 69","Product description 69",null,null,null,null,"General",null,0,0,null,0,0,0]
[null,"Special code 70","Product description 70",null,null,null,null,"General",null,0,0,null,0,0,0]
[null,"Special code 71","Product description 71",null,null,null,null,"General",null,0,0,null,0,0,0]
[null,"Special code 72","Product description 72",null,null,null,null,"General",null,0,0,null,0,0,0]
[null,"Special code 73","Product description 73",null,null,null,null,"General",null,0,0,null,0,0,0]
[null,"Special code 74","Product description 74",null,null,null,null,"General",null,0,0,null,0,0,0]
[null,"Special code 75","Product description 75",null,null,null,null,"General",null,0,0,null,0,0,0]
[null,"Special code 76","Product description 76",null,null,null,null,"General",null,0,0,null,0,0,0]
[null,"Special code 77","Product description 77",null,null,null,null,"General",null,0,0,null,0,0,0]
[null,"Special code 78","Product description 78",null,null,null,null,"General",null,0,0,null,0,0,0]
[null,"Special code 79","Product description 79",null,null,null,null,"General",null,0,0,null,0,0,0]
[null,"Special code 80","Product description 80",null,null,null,null,"General",null,0,0,null,0,0,0]
[null,"Special code 81","Product description 81",null,null,null,null,"General",null,0,0,null,0,0,0]
[null,"Special code 82","Product description 82",null,null,null,null,"General",null,0,0,null,0,0,0]
[null,"Special code 83","Product description 83",null,null,null,null,"General",null,0,0,null,0,0,0]
[null,"Special code 84","Product description 84",null,null,null,null,"General",null,0,0,null,0,0,0]
[null,"Special code 85","Product description 85",null,null,null,null,"General",null,0,0,null,0,0,0]
[null,"Special code 86","Product description 86",null,null,null,null,"General",null,0,0,null,0,0,0]
[null,"Special code 87","Product description 87",null,null,null,null,"General",null,0,0,null,0,0,0]
[null,"Special code 88","Product description 88",null,null,null,null,"General",null,0,0,null,0,0,0]
[null,"Special code 89","Product description 89",null,null,null,null,"General",null,0,0,null,0,0,0]
[null,"Special code 90","Product description 90",null,null,null,null,"General",null,0,0,null,0,0,0]
[null,"Special code 91","Product description 91",null,null,null,null,"General",null,0,0,null,0,0,0]
[null,"Special code 92","Product description 92",null,null,null,null,"General",null,0,0,null,0,0,0]
[null,"Special code 93","Product description 93",null,null,null,null,"General",null,0,0,null,0,0,0]
[null,"Special code 94","Product description 94",null,null,null,null,"General",null,0,0,null,0,0,0]
[null,"Special code 95","Product description 95",null,null,null,null,"General",null,0,0,null,0,0,0]
[null,"Special code 96","Product description 96",null,null,null,null,"General",null,0,0,null,0,0,0]
[null,"Special code 97","Product description 97",null,null,null,null,"General",null,0,0,null,0,0,0]
[null,"Special code 98","Product description 98",null,null,null,null,"General",null,0,0,null,0,0,0]
[null,"Special code 99","Product description 99",null,null,null,null,"General",null,0,0,null,0,0,0]
[null,"Special code 100","Product description 100",null,null,null,null,"General",null,0,0,null,0,0,0]
[null,null,"Total for Wagner",null,null,null,null,null,null,null,1,null," ",null,{"$f":"SUM(O9:O388)","v":7291.0506999999998}]
[null,"14. Xtralis - VESDA ",null,null,null,null,null,"UL/FM",null,null,1,null," "," "," "]
[null,"VEP-A00-1P","VEP-A00 ,1 Pipe(Common), LED Display",null,null,null,null,"UL/FM",null,{"$f":"+QuickConvertXtralis!CQ6","v":0},{"$f":"IF(J391<>0,J391,0)","v":0},null,8722.7802609999999,{"$f":"+K391","v":0},{"$f":"+N391*M391","v":0}]
[null,"VEP-A00-P-1P","VEP-A00 ,1 Pipes-Max 4(Common), LED Display",null,null,null,null,"UL/FM",null,{"$f":"+QuickConvertXtralis!CQ7","v":0},0,null,10561.7539,0,0]
[null,"VEP-A00-P-2P","VEP-A00, 2 PipesCommon),Max 4(Common), LED Display",null,null,null,null,"UL/FM",null,{"$f":"+QuickConvertXtralis!CQ8","v":1},1,null,10561.7539,1,10561.7539]
[null,"VEP-A00-P-3P","VEP-A00, 3 Pipes(Common), Max 4(Common), LED Display",null,null,null,null,"UL/FM",null,{"$f":"+QuickConvertXtralis!CQ9","v":0},0,null,10561.7539,0,0]
[null,"VEP-A00-P-4P","VEP-A00. 4 Pipes(Common), Max 4(Common), LED Display",null,null,null,null,"UL/FM",null,{"$f":"+QuickConvertXtralis!CQ10","v":0},0,null,10561.7539,0,0]
[null,"VES-A00-P-1P","VES-A00 ,1 Pipes(Individual), Max 4(Common), LED Display",null,null,null,null,"UL/FM",null,{"$f":"+QuickConvertXtralis!CQ11","v":0},0,null,18761.743241,0,0]
[null,"VES-A00-P-2P","VES-A00, 2 PipesIndividual), Max 4(Common), LED Display",null,null,null,null,"UL/FM",null,{"$f":"+QuickConvertXtralis!CQ12","v":0},0,null,18761.743241,0,0]
[null,"VES-A00-P-3P","VES-A00, 3 Pipes(Individual),Max 4(Common), LED Display",null,null,null,null,"UL/FM",null,{"$f":"+QuickConvertXtralis!CQ13","v":0},0,null,18761.743241,0,0]
[null,"VES-A00-P-4P","VES-A00. 4 Pipes(Individual), Max 4(Common), LED Display",null,null,null,null,"UL/FM",null,{"$f":"+QuickConvertXtralis!CQ14","v":0},0,null,18761.743241,0,0]
[null,"VEU-A00-P-1P","VEU-A00 ,1 Pipes(Individual), Max 4(Common), LED Display",null,null,null,null,"UL/FM",null,{"$f":"+QuickConvertXtralis!CQ15","v":0},0,null,14160.9344,0,0]
[null,"VEU-A00-P-2P","VEU-A00, 2 PipesIndividual), Max 4(Common), LED Display",null,null,null,null,"UL/FM",null,{"$f":"+QuickConvertXtralis!CQ16","v":0},0,null,14160.9344,0,0]
[null,"VEU-A00-P-3P","VEU-A00, 3 Pipes(Individual), Max 4(Common), LED Display",null,null,null,null,"UL/FM",null,{"$f":"+QuickConvertXtralis!CQ17","v":0},0,null,14160.9344,0,0]
[null,"VEU-A00-P-4P","VEU-A00. 4 Pipes(Individual),Max 4(Common), LED Display",null,null,null,null,"UL/FM",null,{"$f":"+QuickConvertXtralis!CQ18","v":0},0,null,14160.9344,0,0]
[null,"VPS-VEA-230UL","VEA Power Supply StaX (230UL) ",null,null,null,null,"UL/FM",null,{"$f":"+QuickConvertXtralis!CQ19","v":1},{"$f":"IF(J404<>0,J404,0)","v":1},null,2430.9114460000001,0,0]
[null,"VSK1","Remote monitoring interface",null,null,null,null,"UL/FM",null,{"$f":"+QuickConvertXtralis!CQ20","v":0},0,null,3597.724698,0,0]
[null,"VSM","Remote monitoring Software",null,null,null,null,"UL/FM",null,{"$f":"+QuickConvertXtralis!CQ21","v":0},0,null,3190.4278840000002,0,0]
[null,null,"Total for VESDA","Total",null,null,null,"UL/FM",null,null,1,null,null,null,{"$f":"SUM(O390:O406)","v":10561.7539}]
[]
[null,null,"Difference",null,null,null,null,1,null,null,1,null,null,null,{"$f":"+O389-O407","v":-3270.7031999999999}]
[]
[null,"Automated Calculation","Automated Cells cannot Modified"]
[null,"For Manual Overide","To Zero off or to increase Quantities Manually"]

{"sheet":"BOM2","index":8,"n_rows":29,"n_cols":7,"rows_kept":29,"cut":false,"hidden":false,"merged":[]}
[]
[null,"Product Code (SKU)","Product Description","Type","Q-ty\nFrom Setup","Q-ty\nMANUAL","Total"]
[null,null,null,null,null,0]
[null,"Wagner ASD System",null,null,null," "]
[null,1,"Main Device",null,1,0]
[null,"AD-05-5446","UL-TP-5-U ASD PROSENS/NET  Standard","UL",1,1,4024.8897999999999]
[null,2,"Detection Module"]
[null,"AD-10-5421","UL-High: Freeze ProSens - DM-TP-01-L-F-U/a","UL",2,2,2167.223]
[null,3,"Film "]
[null,"AD-10-1077","FW-TP-5 F.FILM,2 detectors  -Prosens","UL/FM",1,1,44.104600000000005]
[null,4,"Network"]
[null,"09-20-6450","NU-5-DO DATAL.-CARD TPNET/TT  ","UL/FM",1,1,1054.8333]
[null,5,"Filter",null,1]
[null,6,"Power Supply"]
[null,"SV-10-0160","POWER SUPPLY BNL-3-12-H       ","EN54",1,0,0]
[null,7,"Valve & Test Kit","EN54"]
[null,8,"Piping","EN54"]
[null,9,"Conventional Detectors","UL"]
[null,10,"Detector Bases and Accessories","UL"]
[null,11,"Sounder Detector Bases","UL"]
[null,12,"JCI Pipe and Fittings","EN54"]
[null,"13. Special ITEMS","Add manually in Price List sheet","General"]
[null,null,"Total for Wagner",null,null,null,7291.0506999999998]
[null,"14. Xtralis - VESDA ",null,"UL/FM",null," "," "]
[null,"VEP-A00-P-2P","VEP-A00, 2 PipesCommon),Max 4(Common), LED Display","UL/FM",1,1,10561.7539]
[null,"VPS-VEA-230UL","VEA Power Supply StaX (230UL) ","UL/FM",1,0,0]
[null,null,"Total for VESDA","UL/FM",null,null,10561.7539]
[]
[null,null,"Difference",1,null,null,-3270.7031999999999]

{"sheet":"Smoke Detector Placement","index":9,"n_rows":47,"n_cols":24,"rows_kept":47,"cut":false,"hidden":false,"merged":[[23,14,32,14],[23,22,32,22],[22,23,32,23],[23,15,23,21],[32,15,32,21],[22,14,22,22]]}
[]
[null,"Details:  Spacing of detector",null,null,null,"Need to fine tune for Corridor",null,null,null,null,"Ceiling Height","Raise Floor"]
[null,"Standards of Detector Spacing",null,"NFPA72","Type of  Area","Non Corridor","Horizon Side Space",5,"Vert Side Space",5,"Safety Factor",0,null,null,"Table A: To customise or Change the metre assign to the standard just overide"]
[null,"S/No","Space Description","Horizontal Distance of Room\n(m)","Vertical Distance of Room\n(m)\n","Average Space between Detector Zone\n(m)","Horizontal  Zones\n(Qty)","Vertical  Zones\n(Qty)","Total Horizontal Distance Coverage\n(m)","Distance Coverage Sufficient","Total Vertical Distance Coverage\n(m)","Distance Coverage Sufficient","Total Detectors\n(Qty)",null,"S/No","Standards","Country","Detector Spacing Operating Spec","Detector Area Coverage","Design Spacing  (Non Corridor)","Design Spacing  (Corridor)","Side Spacing"]
[null,1,"Data Hall -1A",20,15,{"$f":"IF(D5>0,(IF($D$3=\"SS645\",(IF(F$3=\"Non Corridor\",(T$6)*(1-L$3),(U$6)*(1-L$3))),IF($D$3=\"NFPA72\",(IF(F$3=\"Non Corridor\",(T$7)*(1-L$3),(U$7)*(1-L$3))),IF($D$3=\"BS5839\",(IF(F$3=\"Non Corridor\",(T$8)*(1-L$3),(U$8)*(1-L$3))),IF($D$3=\"Local\",(IF(F$3=\"Non Corridor\",(T$9)*(1-L$3),(U$9)*(1-L$3))),0))))),0)","v":6.3699999999999992},{"$f":"IF(D5>0,(IF(D$3=\"To Select\",0,(IF((ROUND(((D5-(+H$3*2))/F$5),0))<1,1,(ROUND(((D5-(+H$3*2))/F$5),0)))))),0)","v":2},{"$f":"IF(D5>0,(IF(D$3=\"To Select\",0,(ROUND(((E5-(J$3*2))/F$5),0)))),0)","v":1},{"$f":"IF(D5>0,(IF(D$3=\"To Select\",0,(G5*F5)+(H$3*2))),0)","v":22.74},{"$f":"IF(D5>0,(IF(D$3=\"To Select\",0,IF(I5>=(ROUND(D5,0)),\"Pass\", \"Fail\"))),0)","v":"Pass"},{"$f":"IF(D5>0,(IF(D$3=\"To Select\",0,(H5*F5)+(J$3*2))),0)","v":16.369999999999997},{"$f":"IF(D5>0,(IF(D$3=\"To Select\",0,IF(K5>E5,\"Pass\", \"Fail\"))),0)","v":"Pass"},{"$f":"(ROUND((G5*H5),0))","v":2},null,1,"To Select","To Select","To Select","To Select","To Select","To Select","To Select"]
[null,2,"FWU Corridor -1A",4.2,18.004999999999999,6.3699999999999992,1,1,16.369999999999997,"Pass",16.369999999999997,"Fail",1,null,2,"SS645","Singapore",9,81,7,10,5]
[null,3,"FWU Corridor -1C",4.2,18.004999999999999,6.3699999999999992,1,1,16.369999999999997,"Pass",16.369999999999997,"Fail",1,null,3,"NFPA72","Global",9.1,82.809999999999988,6.3699999999999992,6.3699999999999992,3.1849999999999996]
[null,4,"Data Hall -2A",{"$f":"29.17","v":29.17},18.225000000000001,6.3699999999999992,3,1,29.11,"Pass",16.369999999999997,"Fail",3,null,4,"BS5839","Europe",9,81,6.3,6.3,3.15]
[null,5,"FWU Corridor -2A",4.2,18.225000000000001,6.3699999999999992,1,1,16.369999999999997,"Pass",16.369999999999997,"Fail",1,null,5,"Local","Customised",9,81,6.3,6.3,3.15]
[null,6,"FWU Corridor -2C",4.2,18.225000000000001,6.3699999999999992,1,1,16.369999999999997,"Pass",16.369999999999997,"Fail",1,null,"Picture B"]
[null,{"$f":"+B10+1","v":7},null,null,null,{"$f":"IF(D11>0,(IF($D$3=\"SS645\",(IF(F$3=\"Non Corridor\",(T$6)*(1-L$3),(U$6)*(1-L$3))),IF($D$3=\"NFPA72\",(IF(F$3=\"Non Corridor\",(T$7)*(1-L$3),(U$7)*(1-L$3))),IF($D$3=\"BS5839\",(IF(F$3=\"Non Corridor\",(T$8)*(1-L$3),(U$8)*(1-L$3))),IF($D$3=\"Local\",(IF(F$3=\"Non Corridor\",(T$9)*(1-L$3),(U$9)*(1-L$3))),0))))),0)","v":0},null,null,null,null,null,null,null,null,6]
[null,{"$f":"+B11+1","v":8},null,null,null,0,null,null,null,null,null,null,null,null,7]
[null,9,null,null,null,0,null,null,null,null,null,null,null,null,10]
[null,10,null,null,null,0]
[null,11,null,null,null,0]
[null,12,null,null,null,0]
[null,13,null,null,null,0]
[null,14,null,null,null,0]
[null,15,null,null,null,0]
[null,16,null,null,null,0]
[null,17,null,null,null,0]
[null,null,null,null,null,0]
[null,{"$f":"+B10+1","v":7},null,null,null,0,{"$f":"IF(D23>0,(IF(D$3=\"To Select\",0,(IF((ROUND(((D23-(+H$3*2))/F$5),0))<1,1,(ROUND(((D23-(+H$3*2))/F$5),0)))))),0)","v":0},{"$f":"IF(D23>0,(IF(D$3=\"To Select\",0,(ROUND(((E23-(J$3*2))/F$5),0)))),0)","v":0},{"$f":"IF(D23>0,(IF(D$3=\"To Select\",0,(G23*F23)+(H$3*2))),0)","v":0},{"$f":"IF(D23>0,(IF(D$3=\"To Select\",0,IF(I23>=(ROUND(D23,0)),\"Pass\", \"Fail\"))),0)","v":0},{"$f":"IF(D23>0,(IF(D$3=\"To Select\",0,(H23*F23)+(J$3*2))),0)","v":0},{"$f":"IF(D23>0,(IF(D$3=\"To Select\",0,IF(K23>E23,\"Pass\", \"Fail\"))),0)","v":0},{"$f":"(ROUND((G23*H23),0))","v":0},null,"Horizontal Distance of Room",null,null,null,null,null,null,null,null,"Vertical Distance of Room"]
[null,{"$f":"+B11+1","v":8},null,null,null,{"$f":"IF(D24>0,(IF($D$3=\"SS645\",(IF(F$3=\"Non Corridor\",(T$6)*(1-L$3),(U$6)*(1-L$3))),IF($D$3=\"NFPA72\",(IF(F$3=\"Non Corridor\",(T$7)*(1-L$3),(U$7)*(1-L$3))),IF($D$3=\"BS5839\",(IF(F$3=\"Non Corridor\",(T$8)*(1-L$3),(U$8)*(1-L$3))),IF($D$3=\"Local\",(IF(F$3=\"Non Corridor\",(T$9)*(1-L$3),(U$9)*(1-L$3))),0))))),0)","v":0},{"$f":"IF(D24>0,(IF(D$3=\"To Select\",0,(IF((ROUND(((D24-(+H$3*2))/F$5),0))<1,1,(ROUND(((D24-(+H$3*2))/F$5),0)))))),0)","v":0},{"$f":"IF(D24>0,(IF(D$3=\"To Select\",0,(ROUND(((E24-(J$3*2))/F$5),0)))),0)","v":0},{"$f":"IF(D24>0,(IF(D$3=\"To Select\",0,(G24*F24)+(H$3*2))),0)","v":0},{"$f":"IF(D24>0,(IF(D$3=\"To Select\",0,IF(I24>=(ROUND(D24,0)),\"Pass\", \"Fail\"))),0)","v":0},{"$f":"IF(D24>0,(IF(D$3=\"To Select\",0,(H24*F24)+(J$3*2))),0)","v":0},{"$f":"IF(D24>0,(IF(D$3=\"To Select\",0,IF(K24>E24,\"Pass\", \"Fail\"))),0)","v":0},{"$f":"(ROUND((G24*H24),0))","v":0},null,"Vertical Space to the Wall","Horizontal Space",null,null,null,null,null,null,"Vertical Space to the Wall"]
[null,9,null,null,null,0,0,0,0,0,0,0,0]
[null,10,null,null,null,0,0,0,0,0,0,0,0]
[null,11,null,null,null,0,0,0,0,0,0,0,0]
[null,12,null,null,null,0,0,0,0,0,0,0,0]
[null,13,null,null,null,0,0,0,0,0,0,0,0]
[null,14,null,null,null,0,0,0,0,0,0,0,0]
[null,15,null,null,null,0,0,0,0,0,0,0,0]
[null,16,null,null,null,0,0,0,0,0,0,0,0]
[null,17,null,null,null,0,0,0,0,0,0,0,0,null,null,"Horizontal Space"]
[null,18,null,null,null,0,0,0,0,0,0,0,0]
[null,{"$f":"+B34+1","v":19},null,null,null,0,0,0,0,0,0,0,0]
[null,{"$f":"+B35+1","v":20},null,null,null,0,0,0,0,0,0,0,0,null,"The only way to adjust and ensure detector spacing maintain as per the Codes is to"]
[null,{"$f":"+B36+1","v":21},null,null,null,0,0,0,0,0,0,0,0,null,"adjust the Vertical space and the Horizontal space as long as they stay within the limit."]
[null,{"$f":"+B37+1","v":22},null,null,null,0,0,0,0,0,0,0,0]
[null,23,null,null,null,0,0,0,0,0,0,0,0]
[null,24,null,null,null,0,0,0,0,0,0,0,0]
[null,25,null,null,null,0,0,0,0,0,0,0,0]
[null,26,null,null,null,0,0,0,0,0,0,0,0]
[null,27,null,null,null,0,0,0,0,0,0,0,0]
[null,28,null,null,null,0,0,0,0,0,0,0,0]
[null,29,null,null,null,0,0,0,0,0,0,0,0]
[null,{"$f":"+B45+1","v":30},null,null,null,0,0,0,0,0,0,0,0]
[null,null,null,null,null,null,null,null,null,null,null,"Total",{"$f":"SUM(M5:M45)","v":9}]